## Entry Sheet
ASHRAE 62.2-2013 Whole Building Ventilation Calculations
New and Existing Homes |  |  |  | About this sheet
This sheet is designed to determine the volume of airflow required to meet the
Basic Building Data |  |  |  | ASHRAE 62.2-2013 whole building ventilation requirement.
Select State or Province | NewJersey |  |  | There is a tab at the bottom of the page that links to a Report Sheet that can
Select City |  |  |  | be completed and signed to document the system.
Enter Square footage |  |  |  | The "Exist. Adjusted Whole Bldg CFM" cells display the ventilation requirements
Enter # of Bedrooms |  |  |  | for existing buildings adjusted for existing fans, windows and infiltration credit.
Select # of Floors |  |  |  | The "Whole Bldg CFM (New Bldg)" displays the CFM required for new buildings,
adjusted with the infiltration credit. Note that for new buildings, local exhaust
Infiltration Credit | Start | Finish |  | ventilation must also be installed.
Enter Blower Door CFM50 |  |  |  | It displays required ventilation when the building is tightened, calculates
the ACH50, ACHnatural, and the Target CFM50 for .35 ACHnatural.
Appendix A Existing Building Calculations |  |  |  | Ceiling height assumed to be 8 feet.
Kitchen | Start | Finish |  | Note that the calculations are based on ASHRAE's TMY 3 weather data, and
Window? |  |  |  | the number of stories of the building.
Enter Fan CFM |  |  |  | If Macros are active, select "Clear Entries" to clear all the entry fields.
Bath 1 |  |  |  | Using the Sheet
Window? |  |  |  | Select the closest State or Province.
Enter Fan CFM |  |  |  | Select the closest Weather Station.
Bath 2 |  |  |  | Enter the square footage of the house.
Is there a 2nd Bath? |  |  |  | Enter the number of bedrooms.
Window |  |  |  | Select the number of floors.
Enter Fan CFM |  |  |  | Enter the Blower Door CFM50 (if it is known) in the "Start" cell.
Bath 3 |  |  |  | Existing Building Adjustment
Is there a 3rd Bath? |  |  |  | NOTE: Calculations assume that if there is no entry for a window or fan in the
Window |  |  |  | kitchen, the Existing building calculations are not being used.
Enter Fan CFM |  |  |  | The "Finish" column allows you to adjust the fan sizes to achieve a '0' cfm deficit.
Ventilation "Deficit" CFM |  |  |  | Select "Yes" or "No" for a window in the kitchen.
Enter the measured fan CFM in the kitchen.
| Start | Finish |  | Select "Yes" or "No" for a window in the bathroom.
Exist. Adjusted Whole Bldg CFM | #N/A | #N/A |  | Enter the measured fan CFM in the bathroom.
New Bldg Whole Bldg CFM | #N/A | #N/A |  | Select "Yes" or "No" for second bathroom, etc.
(Note for new homes Local Exhaust ventilation must be added)
ACH50 | No CFM50 | No CFM50 |  | Note that for intermittent control, click the Intermittent Control tab.
ACHNatural | No CFM50 | No CFM50 |  | Click on the Report Conrtol tab for a printable report version of the data.
Target CFM50 (0.35 ACH) | #N/A
|  | www.HeyokaSolutions.com | 4.0375
|  | ©2013 Heyoka Solutions | Paul Raymer
Clear Entries

## Data Sheet (hidden)
[8 empty] | VLOOKUPTABLE2 |  | Alaska |  | Alabama |  | Alberta |  | Arkansas |  | Arizona |  | BritColumbia |  | California |  | Colorado |  | Connecticut |  | DistColumbia |  | Delaware |  | Florida |  | Georgia |  | Hawaii |  | Iowa |  | Idaho |  | Illinois |  | Indiana |  | Kansas |  | Kentucky |  | Louisiana |  | Massachusetts |  | Manitoba |  | Maryland |  | Maine |  | Michigan |  | Minnesota |  | Missouri |  | Mississippi |  | Montana |  | NewBrunswick |  | NoCarolina |  | NoDakota |  | Nebraska |  | Newfoundland |  | NewHampshire |  | NewJersey |  | NewMexico |  | NovaScotia |  | NWTerritories |  | Nevada |  | NewYork |  | Ohio |  | Oklahoma |  | Ontario |  | Oregon |  | Pennsylvania |  | PuertoRico |  | PEI |  | Quebec |  | RhodeIsland |  | SoCarolina |  | SoDakota |  | Saskatchewan |  | Tennessee |  | Texas |  | Utah |  | Virginia |  | Washington |  | Wisconsin |  | WestVirginia |  | Wyoming |  | Yukon |  | Vermont |  | Virgin Islands |  | Nunavut
Square Footage | 0 |  | Floors |  | Weather |  |  | Anniston Metro AP | 0.37 | Adak NAS | 0.89 | Anniston Metro AP | 0.37 | Calgary | 0.73 | Batesville (AWOS) | 0.41 | Casa Granda | 0.45 | Abbotsford | 0.55 | Alturas | 0.59 | Akron Washington Co AP | 0.67 | Bridgeport Sikorsky Memorial | 0.59 | WashDC | 0.76 | Dover AFB | 0.47 | Crestview Bob Sikes AP | 0.35 | Albany Dougherty County AP | 0.38 | Barbers Point NAS | 0.35 | Algona | 0.59 | Boise Air Terminal (UO) | 0.56 | Aurora Municipal | 0.57 | Delaware Co Johnson | 0.53 | Chanute Martin Johnson AP | 0.54 | Bowling Green Warren Co | 0.43 | Alexandria Esler Reg AP | 0.36 | Barnstable Muni Boa | 0.6 | Brandon | 0.73 | Andrews AFB | 0.49 | Auburn-Lewiston | 0.56 | Alpena County Regional AP | 0.61 | Aitkin Ndb (AWOS) | 0.58 | Cape Girardeau Muni AP | 0.47 | Columbus AFB | 0.42 | Billings Logan Intl AP | 0.66 | Fredericton | 0.64 | Asheville Rgnl AP | 0.47 | Bismarck Muni AP | 0.67 | Ainsworth Muni | 0.66 | Battle Harbor | 1.05 | Berlin Muni | 0.57 | Atlantic City Intl AP | 0.53 | Albuquerque Intl AP | 0.54 | Greenwood | 0.66 | Inuvik | 0.86 | Elko Muni AP | 0.6 | Adirondack Rgnl | 0.59 | Akron Akron-Canton Reg AP | 0.56 | Altus AFB | 0.55 | Kingston | 0.67 | Astoria Rgnl AP | 0.61 | Allentown Lehigh Valley Intl | 0.55 | Aquadillo/Borinquen | 0.41 | Charlottestown | 0.7 | Bagotville | 0.7 | Block Island State AP | 0.6 | Anderson County AP | 0.44 | Aberdeen Rgnl AP | 0.66 | Estevan | 0.78 | Bristol Tri City AP | 0.4 | Abilene Dyess AFB | 0.56 | Blanding | 0.55 | Abingdon | 0.43 | Bellingham Intl AP | 0.58 | Antigo/Lang | 0.6 | Beckley Raleigh Co. Mem AP | 0.46 | Casper Natrona Co Intl AP | 0.72 | Whitehorse | 0.77 | Burlington Intl AP | 0.61 | Charlotte Amalie Harry S. Truman | 0.49 | Resolute | 1.28
# of Bedrooms | 0 |  | 1 |  | 1 | 1 |  | Auburn-Opelika AP | 0.35 | Ambler | 0.78 | Auburn-Opelika AP | 0.35 | Edmonton | 0.7 | Bentonville (AWOS) | 0.46 | Davis Monthan AFB | 0.45 | Comox | 0.62 | Arcata AP | 0.56 | Alamosa San Luis Valley Rgnl | 0.67 | Danbury Municipal | 0.51 |  |  | Wilmington New Castle Cnt AP | 0.52 | Daytona Beach Intl AP | 0.37 | Alma Bacon Cnty AP | 0.37 | Hilo Intl AP | 0.29 | Atlantic | 0.54 | Burley Municipal AP | 0.6 | Belleville Scott AFB | 0.48 | Evansville Regional AP | 0.48 | Concordia Blosser Muni AP | 0.63 | Cincinnati Norther Ky AP | 0.5 | Barksdale AFB | 0.39 | Beverly Muni | 0.58 | Churchill | 0.98 | Baltimore Blt-Washington Intl | 0.5 | Augusta Airport | 0.58 | Ann Arbor Muni | 0.56 | Albert Lea (AWOS) | 0.55 | Columbia Regional AP | 0.54 | Golden Tri (AWOS) | 0.4 | Bozeman Gallatin Field | 0.62 | Miramichi | 0.66 | Cape Hatteras Nws Bldg | 0.49 | Devils Lake (AWOS) | 0.69 | Alliance Muni | 0.71 | Gander | 0.83 | Concord Muni AP | 0.55 | Belmar Asc | 0.52 | Carlsbad Cavern City Air Term | 0.52 | Sable Island | 0.84 | Yellowknife | 0.84 | Ely Yelland Field | 0.68 | Albany County AP | 0.61 | Burke Lakefront | 0.61 | Bartlesville/Philli | 0.48 | London | 0.59 | Aurora State | 0.48 | Altoona Blair Co AP | 0.51 | Eugenio Maria De Ho | 0.32 |  |  | Baie Comeau | 0.77 | Pawtucket | 0.49 | Beaufort MCAS | 0.39 | Brookings (AWOS) | 0.63 | North Battleford | 0.72 | Chattanooga Lovell Field AP | 0.41 | Abilene Rgnl AP | 0.58 | Bryce Cnyn Faa | 0.7 | Charlottesville Faa | 0.41 | Bremerton Natl | 0.55 | Appleton/Outagamie | 0.62 | Bluefield/Mercer Co | 0.4 | Cheyenne Muni AP | 0.72 |  |  | Montpelier AP | 0.56
# of Floors | 0 |  | 1.5 |  | 1.5 | 1.18 |  | Bimingham Municipal AP | 0.41 | Anaktuvuk Pass | 0.93 | Bimingham Municipal AP | 0.41 | Fort McMurray | 0.66 | El Dorado Goodwin Fld | 0.41 | Deer Valley/Phoenix | 0.45 | Cranbrook | 0.63 | Bakersfield Meadows Field | 0.43 | Aspen Pitkin Co. Sar | 0.64 | Groton New London AP | 0.53 |  |  |  |  | Fort Lauderdale | 0.4 | Athens Ben Epps AP | 0.4 | Honolulu Intl AP | 0.42 | Boone Muni | 0.57 | Caldwell (AWOS) | 0.55 | Cahokia/St. Louis | 0.45 | Fort Wayne Intl AP | 0.57 | Dodge City Regional AP | 0.75 | Fort Campbell AAF | 0.44 | Baton Rouge Ryan AP | 0.39 | Boston Logan Intl AP | 0.66 | The Pas | 0.73 | Hagerstown Rgnl Ric | 0.46 | Bangor Intl AP | 0.58 | Battle Creek Kellogg AP | 0.55 | Alexandria Muni AP | 0.67 | Farmington | 0.45 | Greenville Muni | 0.44 | Butte Bert Mooney AP | 0.68 | Saint John | 0.76 | Charlotte Douglass Intl AP | 0.43 | Dickinson Muni AP | 0.76 | Beatrice Muni | 0.58 | Goose Bay | 0.8 | Dillant Hopkins | 0.5 | Caldwell/Essex Co. | 0.44 | Clayton Muni AP | 0.66 | Shearwater | 0.63 |  |  | Fallon NAAS | 0.54 | Binghamton Edwin A Link Field | 0.61 | Cincinnati Muni AP Lunki | 0.47 | Clinton-Sherman | 0.63 | Mount Forest | 0.63 | Baker Muni AP | 0.63 | Bradford Rgnl AP | 0.6 | Mercedita | 0.35 |  |  | Grindstone Island | 1 | Providence TF Green | 0.58 | Charleston Intl AP | 0.43 | Chan Gurney Muni | 0.61 | Regina | 0.8 | Crossville Memorial AP | 0.4 | Alice Intl AP | 0.48 | Cedar City Muni AP | 0.6 | Danville Faa AP | 0.43 | Ephrata AP | 0.6 | Eau Claire Cnty AP | 0.58 | Charleston Yeager AP | 0.42 | Cody Muni | 0.6 |  |  | Rutland State | 0.54
|  |  | 2 |  | 2 | 1.32 |  | Cairns Field Fort Rucker | 0.36 | Anchorage Intl AP | 0.71 | Cairns Field Fort Rucker | 0.36 | Grande Prairie | 0.72 | Fayettevielle Drake Fld | 0.44 | Douglas Intl AP | 0.48 | Fort St. John | 0.76 | Beale AFB | 0.45 | Aurora Buckley Field ANGB | 0.6 | Hartford Bradley Intl AP | 0.53 |  |  |  |  | Fort Lauderdale Hollywood Int | 0.41 | Atlanta Hartsfield Intl AP | 0.46 | Kahului AP | 0.48 | Burlington Muni AP | 0.54 | Coeur D'Alene (AWOS) | 0.6 | Central Illinois RG | 0.6 | Grissom Arb | 0.54 | Emporia Municipal AP | 0.61 | Fort Knox Godman AAF | 0.45 | Fort Polk AAF | 0.36 | Chicopee Falls Westo | 0.49 | Winnipeg | 0.72 | Patuxent River NAS | 0.45 | Bar Harbor (AWOS) | 0.62 | Benton Harbor/Ross | 0.53 | Austin Muni | 0.55 | Ft. Lnrd Wd AAF | 0.44 | Greenwood Leflore AP | 0.41 | Cut Bank Muni AP | 0.76 |  |  | Cherry Point MCAS | 0.46 | Fargo Hector Intl AP | 0.69 | Bellevue Offutt AFB | 0.51 | St. Johns | 0.89 | Laconia Muni (AWOS) | 0.54 | Cape May Co | 0.49 | Clovis Cannon AFB | 0.63 | Sydney | 0.82 |  |  | Las Vegas McCarran Intl AP | 0.55 | Buffalo Niagara Intl AP | 0.65 | Cleveland Hoopkins Intl AP | 0.58 | Fort Sill Post Field Af | 0.56 | Muskoka | 0.61 | Burns Muni AP | 0.61 | Butler Co (AWOS) | 0.47 | Roosevelt Roads | 0.42 |  |  | Kuujjuarapik | 0.94 |  |  | Columbia Metro AP | 0.41 | Ellsworth AFB | 0.68 | Saskatoon | 0.75 | Dyersburg Muni AP | 0.44 | Amarillo Intl AP | 0.68 | Delta | 0.6 | Davison AAF | 0.4 | Fairchild AFB | 0.63 | Green Bay Austin Straubel Int | 0.6 | Elkins Elkins-Randolph Co AP | 0.49 | Evanston/Burns Fld | 0.7 |  |  | Springfield/Hartnes | 0.51
Initial Whole Building Requirement |  |  | 2.5 |  | 2.5 | 1.44 |  | Dothan Municipal AP | 0.41 | Anchorage Merrill Field | 0.61 | Dothan Municipal AP | 0.41 | Lethbridge | 0.78 | Flippin (AWOS) | 0.39 | Flagstaff Pulliam AP | 0.59 | Kamloops | 0.57 | Bishop AP | 0.55 | Broomfield/Jeffco | 0.58 | Hartford Brainard Fd | 0.48 |  |  |  |  | Fort Myers Page Field | 0.35 | Augusta Bush Field | 0.41 | Kaneohe Bay MCAS | 0.35 | Carroll | 0.57 | Hailey/Friedman Mem | 0.61 | Chicago Midway AP | 0.56 | Huntingburg | 0.45 | Fort Riley Marshall AAF | 0.5 | Henderson City | 0.47 | Houma-Terrebonne | 0.37 | Lawrence Muni | 0.55 |  |  | Salisbury Wicomico Co AP | 0.47 | Brunswick NAS | 0.59 | Cadillac Wexford Co AP | 0.58 | Baudette Intl AP | 0.62 | Jefferson City Mem | 0.46 | GulportBiloxi Intl | 0.38 | Glasgow Intl AP | 0.7 |  |  | Dare Co. Rgnl | 0.5 | Grand Forks Af | 0.7 | Brewster Field AP | 0.62 | Stephenville | 0.74 | Lebanon Muni | 0.52 | McGuire AFB | 0.48 | Clovis Muni (AWOS) | 0.64 | Truro | 0.67 |  |  | Lovelock Derby Field | 0.57 | Elmira Corning Rgl AP | 0.52 | Columbus Port Columbus Intl AP | 0.49 | Gage AP | 0.65 | North Bay | 0.62 | Corvallis Muni | 0.53 | Dubois Faa AP | 0.56 | San Juan Intl AP | 0.38 |  |  | Kuujuaq | 0.93 |  |  | Florence Rgnl AP | 0.41 | Huron Rgnl AP | 0.68 | Swift Current | 0.81 | Jackson McKellar-Sipes Rgnl AP | 0.44 | Austin Mueller Muni AP | 0.41 | Hanksville | 0.5 | Dinwiddie Co | 0.4 | Felts Fld | 0.56 | Janesville/Rock Co | 0.59 | Harrison Marion Rgn | 0.45 | Gillette/Gillette C | 0.69
Qfan | 0 | CFM | 3 |  | 3 | 1.55 |  | Gadsen Muni (AWOS) | 0.38 | Anchorage/Elmendorf | 0.66 | Gadsen Muni (AWOS) | 0.38 | Medecine Hat | 0.7 | Fort Smith Regional AP | 0.45 | Grand Canyon Natl P | 0.61 | Port Hardy | 0.65 | Blue Canyon AP | 0.44 | Colorado Springs Muni AP | 0.63 | New Haven Tweed AP | 0.52 |  |  |  |  | Gainesville Regional AP | 0.38 | Brunswick Golden Is | 0.4 | Kapalua | 0.55 | Cedar Rapids Municipal AP | 0.56 | Idaho Falls Fanning Field | 0.68 | Chicago Ohare Intl AP | 0.6 | Indianapolis Intl AP | 0.54 | Garden City Municipal AP | 0.69 | Jackson Julian Carroll AP | 0.38 | Lafayette Regional AP | 0.42 | Marthas Vineyard | 0.59 |  |  |  |  | Caribou Muni AP | 0.66 | Chippewa Co Intl | 0.66 | Bemidji Muni | 0.62 | Joplin Muni AP | 0.53 | Hattiesburg Laurel | 0.35 | Glendive (AWOS) | 0.69 |  |  | Elizabeth City Coast Guard Ai | 0.5 | Grand Forks Intl AP | 0.66 | Broken Bow Muni | 0.66 |  |  | Manchester AP | 0.5 | Millville Muni AP | 0.44 | Deming Muni | 0.52 |  |  |  |  | Mercury Desert Rock AP | 0.55 | Fort Drum/Wheeler-S | 0.61 | Dayton Intl AP | 0.54 | Hobart Muni AP | 0.67 | Ottawa | 0.59 | Eugene Mahlon Sweet AP | 0.56 | Erie Intl AP | 0.62 | San Juan LM Marin Intl AP | 0.36 |  |  | La Grande Riviere | 0.83 |  |  | Greenville Downtown AP | 0.42 | Mitchell (AWOS) | 0.65 |  |  | Knoxville McGhee Tyson AP | 0.43 | Brownsville S. Padre Isl Intl | 0.48 | Moab/Canyonlands | 0.54 | Farmville | 0.4 | Gray AAF | 0.52 | LaCrosse Muni AP | 0.57 | Huntington Tri-State AP | 0.44 | Jackson Hole | 0.71
[8 empty] | Huntsville Intl/Jones Field | 0.45 | Aniak AP | 0.73 | Huntsville Intl/Jones Field | 0.45 |  |  | Harrison FAA AP | 0.46 | Kingman (AMOS) | 0.57 | Prince George | 0.64 | Blythe Riverside Co AP | 0.48 | Cortez/Montezuma Co | 0.58 | Oxford (AWOS) | 0.5 |  |  |  |  | Homestead AFB | 0.33 | Brunswick Malcolm McKinnon AP | 0.4 | Kono Intl At Keahol | 0.36 | Chariton | 0.53 | Joslin Fld Magic Va | 0.65 | Chicago/Waukegan | 0.59 | Lafayette Purdue Univ. AP | 0.53 | Goodland Renner Field | 0.73 | Lexington Bluegrass AP | 0.48 | Lake Charles Regional AP | 0.42 | Nantucket Memorial AP | 0.61 |  |  |  |  | Houlton Intl AP | 0.61 | Detroit City AP | 0.56 | Benson Muni | 0.62 | Kaiser Mem (AWOS) | 0.45 | Jackson Intl AP | 0.42 | Great Falls Intl AP | 0.71 |  |  | Fayetteville Pope AFB | 0.43 | Jamestown Muni AP | 0.69 | Chadron Muni AP | 0.68 |  |  | Mount Washington | 1.56 | Newark Intl AP | 0.54 | Farmington Four Corners Rgl | 0.58 |  |  |  |  | Nellis AFB | 0.54 | glens Falls AP | 0.51 | Dayton Wright Patterson AFB | 0.51 | Lawton Muni | 0.53 | Sault Ste Marie | 0.67 | Klamath Falls Intl AP | 0.61 | Franklin | 0.54 |  |  |  |  | Lake Eon | 0.82 |  |  | Greer Greenv'l-Spartanbrg AP | 0.43 | Mobridge | 0.71 |  |  | Memphis Intl AP | 0.46 | Camp Mabry | 0.44 | Ogden Hill AFB | 0.62 | Franklin NAAS | 0.41 | Hanford | 0.61 | Lone Rock Faa AP | 0.53 | Lewisburg/Greenbrie | 0.52 | Lander Hunt Field | 0.6
Story Factor (s) | #N/A |  | Window |  | W Factor | #N/A |  | Maxwell AFB | 0.4 | Annette Island AP | 0.66 | Maxwell AFB | 0.4 |  |  | Jonesboro Muni | 0.47 | Luke AFB | 0.47 | Prince Rupert | 0.7 | Burbank-Glendale-Passadena AP | 0.39 | Craig-Moffat | 0.64 | [6 empty] | Jacksonville Intl AP | 0.38 | Columbus Metropolitan AP | 0.39 | Lanai | 0.47 | Charles City | 0.56 | Lewiston Nez Perce Cnty AP | 0.51 | Decatur | 0.56 | Monroe Co | 0.47 | Great Bend (AWOS) | 0.65 | London-Corbin AP | 0.42 | Lake Charles Wb AP | 0.42 | New Bedford Regional | 0.54 |  |  |  |  | Millinocket Muni AP | 0.52 | Detroit Metropolitan AP | 0.6 | Brainerd/Wieland | 0.57 | Kansas City Downtown AP | 0.51 | Keesler AFB | 0.38 | Havre City-County AP | 0.7 |  |  | Fayetteville Rgnl G | 0.44 | Minot AFB | 0.72 | Columbus Muni | 0.58 |  |  | Pease Intl Tradepor | 0.55 | Teterboro AP | 0.5 | Gallup Sen Clarke Fld | 0.58 |  |  |  |  | Reno Tahoe Intl AP | 0.57 | Islip Long Isl MacArthur AP | 0.53 | Findlay AP | 0.53 | McAlester Muni AP | 0.45 | Simcoe | 0.61 | La Grande Muni AP | 0.61 | Harrisburg Capital City AP | 0.48 |  |  |  |  | Mont Joli | 0.77 |  |  | Myrtle Beach AFB | 0.47 | Pierre Muni AP | 0.68 |  |  | Nashville Intl AP | 0.44 | Childress Muni AP | 0.57 | Ogden Hinkley AP | 0.55 | Hillsville | 0.48 | Hoquiam AP | 0.61 | Madison Dane Co. Reg AP | 0.61 | Martinsburg Eastern Wv Reg AP | 0.44 | Laramie Gen Brees Field | 0.76
CFM50 | 0 | 0 | Yes |  |  |  |  | Mobile Downtown AP | 0.42 | Anvik | 0.71 | Mobile Downtown AP | 0.42 |  |  | Little Rock Adams Field | 0.44 | Page Muni (AMOS) | 0.45 | Sandspit | 0.75 | Camarillo (AWOS) | 0.43 | Denver Intl AP | 0.59 | [6 empty] | Jacksonville NAS | 0.41 | Dekalb Peachtree | 0.39 | Lihue AP | 0.51 | Clarinda | 0.49 | Malad City | 0.6 | Marion Regional | 0.47 | South Bend Michiana Rgnl AP | 0.57 | Hays Muni (AWOS) | 0.65 | Louisville Bowman Field | 0.41 | Monroe Regional AP | 0.4 | North Adams | 0.52 |  |  |  |  | Northern Aroostook | 0.65 | Detroit Willow Run AP | 0.57 | Cambridge Muni | 0.54 | Kansas City Intl AP | 0.6 | McComb Pike County AP | 0.36 | Helena Regional AP | 0.63 |  |  | Fort Bragg Simmons AAF | 0.38 | Minot Faa AP | 0.73 | Falls City/Brenner | 0.55 |  |  |  |  | Trenton Mercer County AP | 0.48 | Hollman AFB | 0.53 |  |  |  |  | Tonopah AP | 0.61 | Jamestown (AWOS) | 0.57 | Mansfield Lahm Muni AP | 0.61 | Oklahoma City Tinker AFB | 0.56 | Thunder Bay | 0.69 | Lakeview (AWOS) | 0.64 | Johnstown Cambria Co AP | 0.54 |  |  |  |  | Montreal Intl AP | 0.6 |  |  | North Myrtle Beach Grand | 0.43 | Rapid City Rgnl AP | 0.72 |  |  |  |  | College Station Easterwood | 0.4 | Provo Muni | 0.56 | Hot Springs/Ingalls | 0.62 | Kelso Wb AP | 0.52 | Manitowac Muni | 0.6 | Morgantown Hart Field | 0.43 | Rawlins Muni AP | 0.76
N Factor (Calc) | #N/A | #N/A | No |  | NLA | 0 |  | Mobile Regional AP | 0.42 | Barrow W. Post Rogers AP | 1.14 | Mobile Regional AP | 0.42 |  |  | Little Rock AFB | 0.4 | Phoenix Sky Harbor AP | 0.43 | Smithers | 0.64 | Camp Pendleton MCAS | 0.4 | Denver/Centennial | 0.61 | [6 empty] | Jacksonville/Craig | 0.39 | Fort Benning Lawson | 0.35 | Molokai (AMOS) | 0.45 | Clinton Muni (AWOS) | 0.57 | Mountain Home AFB | 0.63 | Moline Quad City Intl AP | 0.58 | Terre Haute Hulman Rgional AP | 0.5 | Hill City Municipal AP | 0.61 | Louisville Standiford Field | 0.47 | New Iberia NAAS | 0.41 | Norwood Memorial | 0.52 |  |  |  |  | Portland Intl Jetport | 0.6 | Escanaba (AWOS) | 0.64 | Cloquet (AWOS) | 0.61 | Kirksville Reginoal AP | 0.53 | Meridian Key Field | 0.41 | Kalispell Glacier Pk Intl AP | 0.62 |  |  | Goldsboro Seymour Johnson AFB | 0.44 | Williston Sloulin Intl AP | 0.68 | Fremont Muni AP | 0.56 | [6 empty] | Las Cruces Intl | 0.49 |  |  |  |  | Winnemucca Muni AP | 0.61 | Massena AP | 0.59 | Ohio State Univ | 0.5 | Oklahoma City Will Rogers Wor | 0.58 | Timmins | 0.69 | Medford Rogue Valley Intl AP | 0.5 | Lancaster | 0.5 |  |  |  |  | Montreal Jean Brebeuf | 0.56 |  |  | Sumter Shaw AFB | 0.43 | Sioux Falls Foss Field | 0.67 |  |  |  |  | Corpus Christ NAS | 0.52 | Saint George (AWOS) | 0.49 | Langley AFB | 0.49 | Moses Lake Grant Co AP | 0.55 | Marshfield Muni | 0.58 | Parkersburg Wood Cnty AP | 0.44 | Riverton Muni AP | 0.64
CFM Natural | #N/A | #N/A | [5 empty] | Montgomery Dannelly Field | 0.39 | Bethel AP | 0.89 | Montgomery Dannelly Field | 0.39 |  |  | Memorial Field | 0.42 | Prescott Love Field | 0.51 | Summerland | 0.57 | Carlsbad/Palomar | 0.38 | Durango/La Plata Co | 0.58 | [6 empty] | Key West Intl AP | 0.49 | Fulton Co AP Brow | 0.37 |  |  | Council Bluffs | 0.51 | Pocatello Regional AP | 0.68 | Mount Vernon (AWOS) | 0.44 |  |  | Hutchinson Municipal AP | 0.56 | Paducah Barkley Reg AP | 0.46 | New Orleans Alvin Callender F | 0.35 | Otis ANGBb | 0.6 |  |  |  |  | Presque Isle Muni | 0.66 | Flint Bishop Intl AP | 0.6 | Crane Lake (AWOS) | 0.57 | Poplar Bluff (AMOS) | 0.43 | Meridian NAAS | 0.34 | Lewiston Muni AP | 0.67 |  |  | Greensboro Piedmont Triad Intl | 0.43 |  |  | Grand Island Central Ne Reg | 0.66 | [6 empty] | Las Vegas Muni AP | 0.66 | [6 empty] | Monticello (AWOS) | 0.51 | Toledo Express AP | 0.55 | Oklahoma City/Wiley | 0.61 | Toronto | 0.58 | North Bend Muni AP | 0.61 | Middletown Harrisburg Intl AP | 0.55 |  |  |  |  | Montreal Mirabel | 0.57 |  |  |  |  | Watertown Muni Ap | 0.69 |  |  |  |  | Corpus Christi Intl AP | 0.53 | Salt Lake City Intl AP | 0.61 | Leesburg/Godfrey | 0.44 | Olympia AP | 0.54 | Milwaukee Mitchell Intl AP | 0.65 | Wheeling Ohio Cnty AP | 0.48 | Rock Springs AP | 0.7
Sq Footage Adjust. | 0 | 0 | $/KWH | 0.1655 |  |  |  | Muscle Shoals Regional AP | 0.39 | Bettles Field | 0.76 | Muscle Shoals Regional AP | 0.39 |  |  | Pine Bluff FAA AP | 0.44 | Scottsdale Muni AP | 0.41 | Vancouver | 0.57 | China Lake Naf | 0.52 | Eagle County AP | 0.63 | [6 empty] | Key West NAS | 0.41 | Hunter AAF | 0.4 |  |  | Creston | 0.57 | Salmon/Lemhi (AWOS) | 0.58 | Peoria Greater Peoria AP | 0.55 |  |  | Liberal Muni | 0.67 | Somerset (AWOS) | 0.38 | New Orleans Intl AP | 0.41 | Plymouth Muni | 0.53 |  |  |  |  | Rockland/Knox (AWOS) | 0.57 | Grand Rapids Kent Count Intl | 0.6 | Crookston Muni Fld | 0.67 | Springfield Regional AP | 0.53 | Natchez/Hardy (AWOS) | 0.36 | Livingston Mission Field | 0.78 |  |  | Hickory Rgnl AP | 0.4 |  |  | Hastings Muni | 0.61 | [6 empty] | Roswell Industrial Air Park | 0.53 | [6 empty] | New York Central Prk Obs Belv | 0.61 | Youngstown Reg AP | 0.56 | Ponca City Muni AP | 0.56 | Trenton | 0.61 | Pendleton E Or Rgnl AP | 0.56 | Philadelphia Intl AP | 0.53 |  |  |  |  | Nitchequon | 0.87 | [10 empty] | Cotulla Faa AP | 0.44 | Vernal | 0.55 | Lynchburg Rgnl AP | 0.44 | Pasco | 0.54 | Minocqua/Woodruff | 0.59 |  |  | Sheridan Co AP | 0.61
Tot. Infiltration Credit | #N/A | #N/A | $/Therm |  |  |  |  | Troy AF | 0.34 | Big Delta Allen AAF | 0.73 | Troy AF | 0.34 |  |  | Rogers (AWOS) | 0.48 | Show Low Muni | 0.59 | Victoria | 0.57 | Chino AP | 0.45 | Fort Collins (AWOS) | 0.59 | [6 empty] | Lakeland Linder Rgn | 0.34 | Macon Middle GA Regional AP | 0.41 |  |  | Decorah | 0.46 | Soda Springs/Tigert | 0.7 | Quincy Muni Baldwin FLD | 0.51 |  |  | Manhattan Rgnl | 0.53 |  |  | New Orleans Lakefront AP | 0.47 | Provincetown (AWOS) | 0.59 |  |  |  |  | Sanford Muni (AWOS) | 0.57 | Hancock Houghton Co AP | 0.67 | Detroit Lakes (AWOS) | 0.63 | St. Joseph Rosecrans Mem | 0.56 | Tupelo CD Lemons AP | 0.43 | Miles City Muni AP | 0.67 |  |  | Jacksonville (AWOS) | 0.43 |  |  | Imperial Faa AP | 0.62 | [6 empty] | Santa Fe Co Muni AP | 0.6 | [6 empty] | New York JFK Intl AP | 0.57 | Zanesville Muni AP | 0.48 | Stillwater Rgnl | 0.55 | Windsor | 0.57 | Portland Intl AP | 0.52 | Philadelphia Ne | 0.49 |  |  |  |  | Quebec | 0.62 | [10 empty] | Cox Fld | 0.48 | Wendover USAF Aux | 0.56 | Manassas Muni (AWOS) | 0.46 | Pullman/Moscow Rgnl | 0.59 | Mosinee/Central Wi | 0.58 |  |  | Worland Muni | 0.57
2/3 of Qfan | 0 | 0 | $/Gal (Oil) |  | Test Cell | NewJersey |  | Tuscaloosa Municipal AP | 0.39 | Big River Lake | 0.7 | Tuscaloosa Municipal AP | 0.39 |  |  | Siloam Spring (AWOS) | 0.48 | Stafford (AMOS) | 0.48 |  |  | Chula Vista Brown Field NAAS | 0.4 | Grand Junction Walker Field | 0.57 | [6 empty] | MacDill AFB | 0.38 | Marrietta Dobbins AFB | 0.4 |  |  | Denison | 0.56 |  |  | Rockford Greater Rockford AP | 0.58 |  |  | McConnell AFB | 0.61 |  |  | Patterson Memorial | 0.37 | Westfield Barnes Muni AP | 0.5 |  |  |  |  | Waterville (AWOS) | 0.55 | Houghton Lake Roscommon Co AP | 0.59 | Duluth Intl AP | 0.7 | St. Louis Lambert Intl AP | 0.54 |  |  | Missoula Intl AP | 0.61 |  |  | Kinston Stallings AFB | 0.44 |  |  | Kearney Muni (AWOS) | 0.65 | [6 empty] | Sierra Blanca Rgnl | 0.52 | [6 empty] | New York Laguardia AP | 0.58 |  |  | Tulsa Intl AP | 0.54 |  |  | Portland/Hillboro | 0.5 | Pittsburgh Allegheny Co AP | 0.51 |  |  |  |  | Riviere Du Loup | 0.69 | [10 empty] | Dalhart Muni AP | 0.67 |  |  | Marion/Wytheville | 0.45 | Quillayute State AP | 0.56 | Phillips/Price Co. | 0.55
New Bldg Qfan | #N/A | #N/A |  |  | Test City | 0 |  | Adak NAS | 0.89 | Birchwood | 0.63 |  |  |  |  | Springdale Muni | 0.49 | Tuscon Intl AP | 0.48 |  |  | Concord Concord-Buchanan Fld | 0.53 | Greeley/Weld (AWOS) | 0.6 | [6 empty] | Marathon AP | 0.39 | Moody AFB/Valdosta | 0.36 |  |  | Des Moines Intl AP | 0.58 |  |  | Southern Illinois | 0.44 |  |  | Newton (AWOS) | 0.6 |  |  | Shreveport Downtown | 0.41 | Worcester Regional AP | 0.59 |  |  |  |  | Wiscasset | 0.5 | Howell | 0.5 | Ely Muni | 0.58 | St. Louis Spirit of St. Louis AP | 0.48 |  |  | Sidney-Richland | 0.66 |  |  | New Bern Craven Co Rgl AP | 0.41 |  |  | Lincoln Muni AP | 0.6 | [6 empty] | Taos Muni AP (AWOS) | 0.63 | [6 empty] | Niagra Falls Af | 0.6 |  |  | Vance AFB | 0.61 |  |  | Portland/Troutdale | 0.51 | Pittsburgh Intl AP | 0.53 |  |  |  |  | Roberval | 0.73 | [10 empty] | Dallas Love Field | 0.53 |  |  | Martinsville | 0.4 | Renton Muni | 0.51 | Rhinelander Oneida | 0.58
Ventilation Deficit |  |  | Exh Fan Watts | 0 | Test W | #VALUE! |  | Ambler | 0.78 | Chulitna | 0.73 |  |  |  |  | Stuttgart (AWOS) | 0.45 | Winslow Muni AP | 0.55 |  |  | Crescent City Faa Ai | 0.6 | Gunnison Co. (AWOS) | 0.66 | [6 empty] | Mayport Ns | 0.41 | Rome R B Russell AP | 0.38 |  |  | Dubuque Regional AP | 0.59 |  |  | Springfield Capital AP | 0.57 |  |  | Olathe Johnson Co Industrial | 0.57 |  |  | Shreveport Refional AP | 0.44 | [8 empty] | Iron Mountain/Ford | 0.56 | Eveleth Muni (AWOS) | 0.63 | Vichy Rolla Natl AP | 0.52 |  |  | Wolf Point Intl | 0.66 |  |  | New River MCAF | 0.43 |  |  | McCook Muni | 0.61 | [6 empty] | Truth or Consequences Muni AP | 0.51 | [6 empty] | Poughkeepsie Dutchess Co AP | 0.49 | [6 empty] | Redmond Roberts Field | 0.62 | Reading Spaatz Field | 0.46 |  |  |  |  | Schefferville | 0.9 | [10 empty] | Dallas/Addison AP | 0.53 |  |  | Melfa/Accomack AP | 0.45 | Seattle Boeing Fld | 0.49 | Rice Lake Muni | 0.55
Kitchen Fan | 0 | 0 | Hours/Year | 8760 |  |  |  | Anaktuvuk Pass | 0.93 | Cold Bay AP | 0.99 |  |  |  |  | Texarkana Webb Field | 0.42 | Yuma Intl AP | 0.43 |  |  | Daggett Barstow-Daggett AP | 0.58 | Hayden/Yampa (AWOS) | 0.66 | [6 empty] | Melbourne Regional AP | 0.38 | Savannah Intl AP | 0.4 |  |  | Estherville Muni | 0.66 |  |  | Sterling Rockfalls | 0.51 |  |  | Olathe/Johnson Co | 0.52 | [12 empty] | Ironwood (AWOS) | 0.62 | Fairmont Muni (AWOS) | 0.66 | Whiteman AFB | 0.53 | [6 empty] | Pitt Greenville AP | 0.4 |  |  | Norfolk Karl Stefan Mem AP | 0.66 | [6 empty] | Tucumcari Faa AP | 0.58 | [6 empty] | Republic | 0.53 | [8 empty] | Roseburg Rgnl AP | 0.47 |  |  |  |  | Sept-Iles | 0.76 | [10 empty] | Dallas/Redbird AP | 0.5 |  |  | Newport News | 0.51 | Seattle Seattle-Tacoma Intl | 0.56 | Sturgeon Bay | 0.61
Window | 0 | 0 | KWH/Year | 0 |  |  |  | Anchorage Intl AP | 0.71 | Cordova | 0.68 |  |  |  |  | Walnut Ridge (AWOS) | 0.45 | Yuma MCAS | 0.44 |  |  | Edwards AFB | 0.59 | La Junta Municipal AP | 0.63 | [6 empty] | Miami Intl AP | 0.41 | Valdosta Wb AP | 0.36 |  |  | Fair Field | 0.56 |  |  | Univ of Illinois Wi | 0.57 |  |  | Russell Municipal AP | 0.68 | [12 empty] | Jackson Reynolds Field | 0.54 | Faribault Muni AWOS | 0.57 | [8 empty] | Raleigh Durham Intl | 0.43 |  |  | North Platte Reg AP | 0.66 | [14 empty] | Rochester Greater Rochester | 0.57 | [8 empty] | Salem McNary Field | 0.55 |  |  |  |  | Sherbrooke | 0.61 | [10 empty] | Dallas-Fort Worth Intl AP | 0.53 |  |  | Norfolk Intl AP | 0.55 | Snohomish Co | 0.54 | Watertown | 0.52
Tot. Kitchen Deficit | 0 | 0 | $/Year | 0 |  |  |  | Anchorage Merrill Field | 0.61 | Deadhorse | 1.05 | [10 empty] | Fresno Yosemite Intl AP | 0.45 | Lamar Municipal | 0.62 | [6 empty] | Miami/Kendall- Tamia | 0.37 | Warner Robbins AFB | 0.39 |  |  | Fort Dodge (AWOS) | 0.55 |  |  | W. Chicago/Du Page | 0.58 |  |  | Salina Municipal AP | 0.61 | [12 empty] | Kalamazoo Battle Creek | 0.53 | Fergus Falls (AWOS) | 0.64 | [8 empty] | Rocky Mount Wilson | 0.42 |  |  | Omaha Eppley Airfield | 0.58 | [14 empty] | Stewart Field | 0.56 | [8 empty] | Sexton Summit | 0.59 |  |  |  |  | St. Hubert | 0.66 | [10 empty] | Del Rio | 0.46 |  |  | Norfolk NAS | 0.49 | Spokane Intl AP | 0.64 | Wausau Muni AP | 0.58
[8 empty] | Anchorage/Elmendorf | 0.66 | Dillingham (AMOS) | 0.76 | [10 empty] | Fullerton Municipal | 0.34 | Leadville/Lake Co. | 0.74 | [6 empty] | Miami/Opa Locka | 0.38 |  |  |  |  | Fort Madison | 0.47 | [6 empty] | Topeka Forbes Field | 0.54 | [12 empty] | Lansing Capital City AP | 0.63 | Flying Cloud | 0.58 | [8 empty] | Southern Pines AWOS | 0.41 |  |  | Omaha Wsfo | 0.55 | [14 empty] | Syracuse Hancock Intl AP | 0.55 | [8 empty] | State College | 0.49 |  |  |  |  | Ste Agathe des Monts | 0.61 | [10 empty] | Del Rio Laughlin AFB | 0.46 |  |  | Oceana NAS | 0.49 | Stampede Pass | 0.66 | Wittman Rgnl | 0.59
Bath 1 Fan |  |  | Ceiling Height | 8 | Feet |  |  | Aniak AP | 0.73 | Dutch Harbor | 0.81 | [10 empty] | Hayward Air Term | 0.47 | Limon | 0.66 | [6 empty] | Naples Municipal | 0.35 |  |  |  |  | Keokuk Muni | 0.48 | [6 empty] | Topeka Municipal AP | 0.55 | [12 empty] | Manistee (AWOS) | 0.53 | Fosston (AWOS) | 0.61 | [8 empty] | Wilmington Intl AP | 0.43 |  |  | O'Neill/Baker Field | 0.68 | [14 empty] | Utica Oneida CO AP | 0.53 | [8 empty] | Washington (AWOS) | 0.47 |  |  |  |  | Val d Or | 0.71 | [10 empty] | Draughon Miller Cen | 0.5 |  |  | Pulaski | 0.43 | Tacoma McChord AFB | 0.54
Bath Fan1 | 0 | 0 | Volume | 0 |  |  |  | Annette Island AP | 0.66 | Emmonak | 0.83 | [10 empty] | Imperial | 0.46 | Montrose Co AP | 0.56 | [6 empty] | NASA Shuttle Fclty | 0.35 |  |  |  |  | Knoxville | 0.5 | [6 empty] | Wichita Mid-Continent AP | 0.62 | [12 empty] | Menominee (AWOS) | 0.57 | Glenwood (ASOS) | 0.62 | [8 empty] | Winston-Salem Reynolds AP | 0.39 |  |  | Ord/Sharp Field | 0.61 | [14 empty] | Watertown AP | 0.57 | [8 empty] | Wilks-Barre Scranton Intl AP | 0.53 | [16 empty] | El Paso Intl AP | 0.48 |  |  | Quantico MCAS | 0.45 | Tacoma Narrows | 0.53
Window | 0 | 0 |  | Start | Final |  |  | Anvik | 0.71 | Fairbanks Internl AP | 0.7 | [10 empty] | Jack Northrop Fld H | 0.38 | Pueblo Memorial AP | 0.61 | [6 empty] | Ocala Muni (AWOS) | 0.32 |  |  |  |  | Le Mars | 0.53 | [6 empty] | Wichita/Col. Jabara | 0.58 | [12 empty] | Mount Clemens Selfridge Fld | 0.55 | Gran Rapids (AWOS) | 0.6 | [12 empty] | Scottsbluff W.B. Heilig Field | 0.66 | [14 empty] | Westhampton Gabreski AP | 0.54 | [8 empty] | Williamsport Rgnl AP | 0.49 | [16 empty] | Fort Hood | 0.46 |  |  | Richmond Intl AP | 0.48 | The Dalles Muni AP | 0.61
Tot.Bath 1 Deficit | 0 | 0 | ACH50 | #DIV/0! | #DIV/0! |  |  | Barrow W. Post Rogers AP | 1.14 | Fairbanks/Eielson AP | 0.68 | [10 empty] | Lancaster Gen Wm Fox Field | 0.62 | Rifle/Garfield Rgnl | 0.56 | [6 empty] | Orlando Executive AP | 0.38 |  |  |  |  | Mason City Municipal AP | 0.65 | [20 empty] | Muskegon County AP | 0.61 | Hallock | 0.68 | [12 empty] | Sidney Muni AP | 0.69 | [14 empty] | White Plains Westchester Co AP | 0.51 | [8 empty] | Willow Grove NAS | 0.44 | [16 empty] | Fort Worth Alliance | 0.49 |  |  | Roanoke Rgnl AP | 0.46 | Toledo-Winlock Mem | 0.52
|  |  | ACHNatural | #DIV/0! | #DIV/0! |  |  | Bethel AP | 0.89 | Fort Yukon | 0.74 | [10 empty] | Lemoore Reeves NAS | 0.5 | Trinidad Las Animas County AP | 0.61 | [6 empty] | Orlando Intl AP | 0.39 |  |  |  |  | Monticello Muni | 0.52 | [20 empty] | Oakland Co Intl | 0.57 | Hibbing Chisholm-Hibbing AP | 0.64 | [12 empty] | Tekamah (ASOS) | 0.59 | [42 empty] | Fort Worth Meacham | 0.52 |  |  | Shannon AP | 0.43 | Walla Walla City Co AP | 0.56
Bath 2 Fan |  |  | Target CFM50 | #N/A |  |  |  | Bettles Field | 0.76 | Gambell | 1.14 | [10 empty] | Livermore Municipal | 0.53 | [8 empty] | Orlando Sanford AP | 0.38 |  |  |  |  | Muscatine | 0.49 | [20 empty] | Oscoda Wurtsmith AFB | 0.6 | Hutchinson (AWOS) | 0.6 | [12 empty] | Valentine Miller Field | 0.64 | [42 empty] | Fort Worth NAS | 0.49 |  |  | Staunton/Shenandoah | 0.43 | Wenatchee/Pangborn | 0.57
Bath Fan2 | 0 | 0 |  |  | Start | Finish |  | Big Delta Allen AAF | 0.73 | Gulkana Intermediate Field | 0.78 | [10 empty] | Lompoc (AWOS) | 0.55 | [8 empty] | Panama City Bay Co | 0.39 |  |  |  |  | Newton Muni | 0.55 | [20 empty] | Pellston Emmet County AP | 0.59 | International Falls Intl AP | 0.65 | [56 empty] | Galveston/Scholes | 0.53 |  |  | Virginia Tech AP | 0.43 | Whidbey Island NAS | 0.61
Window | 0 | 0 | Exist Whole Bldg CFM |  | #N/A | #N/A |  | Big River Lake | 0.7 | Gustavus | 0.67 | [10 empty] | Long Beach Daugherty Fld | 0.38 | [8 empty] | Pensacola Forest Sherman NAS | 0.42 |  |  |  |  | Oelwen | 0.57 | [20 empty] | Saginaw Tri-City Intl AP | 0.59 | Litchfield Muni | 0.53 | [56 empty] | Georgetown (AWOS) | 0.45 |  |  | Washington DC Dulles AP | 0.47 | William R Fairchild | 0.57
Tot.Bath 2 Deficit | 50 | 50 | ELA |  | #DIV/0! | #DIV/0! |  | Birchwood | 0.63 | Hayes River | 0.66 | [10 empty] | Los Angeles Intl AP | 0.42 | [8 empty] | Pensacola Regional AP | 0.41 |  |  |  |  | Orange City | 0.58 | [20 empty] | Sault Ste. Marie Sanderson Fie | 0.65 | Little Falls (AWOS) | 0.58 | [56 empty] | Greenville/Majors | 0.44 |  |  | Washington DC Reagan AP | 0.51 | Yakima Air Terminal | 0.57
Second Bath check | 0 | 0 | [5 empty] | Chulitna | 0.73 | Healy River AP | 0.72 | [10 empty] | March AFB | 0.43 | [8 empty] | Sarasota Bradenton | 0.38 |  |  |  |  | Ottumwa Industrial AP | 0.6 | [20 empty] | St. Clair County Intl | 0.51 | Mankato (AWOS) | 0.61 | [56 empty] | Harlingen Rio Grande Valley I | 0.49 |  |  | Winchester Rgnl | 0.45
[8 empty] | Cold Bay AP | 0.99 | Homer AP | 0.73 | [10 empty] | Merced/Macready Fld | 0.46 | [8 empty] | Southwest Florida I | 0.37 |  |  |  |  | Red Oak | 0.55 | [20 empty] | Traverse City Cherry Capital | 0.61 | Marshall/Ryan (AWOS) | 0.66 | [56 empty] | Hondo Muni AP | 0.43 |  |  | Wise/Lonesome Pine | 0.43
Bath 3 Fan |  |  | 0 |  |  |  |  | Cordova | 0.68 | Hoonah | 0.65 | [10 empty] | Modesto City-County AP | 0.47 | [8 empty] | St. Lucie Co Intl | 0.35 |  |  |  |  | Sheldon | 0.59 | [22 empty] | Minneapolis/Crystal | 0.58 | [56 empty] | Houston Bush Intcont. | 0.42
Bath Fan3 | 0 | 0 | [5 empty] | Deadhorse | 1.05 | Hooper Bay | 1 | [10 empty] | Montague Siskiyou County AP | 0.55 | [8 empty] | St. Petersburg Albert Whitted | 0.42 |  |  |  |  | Shenandoah Muni | 0.52 | [22 empty] | Minneapolis-St Paul Intl AP | 0.63 | [56 empty] | Houston Ellington AFB | 0.4
Window | 0 | 0 | Target NL | 0.35 | ACH |  |  | Dillingham (AMOS) | 0.76 | Huslia | 0.76 | [10 empty] | Monterey Naf | 0.49 | [8 empty] | St. Petersburg Clear | 0.43 |  |  |  |  | Sioux City Sioux Gateway | 0.65 | [22 empty] | Mora Muni (AWOS) | 0.54 | [56 empty] | Houston William P Hobby AP | 0.41
Tot.Bath 3 Deficit | 50 | 50 | ELA | #N/A |  |  |  | Dutch Harbor | 0.81 | Hydaburg Seaplane | 0.71 | [10 empty] | Mountain View Moffett Fld NAS | 0.45 | [8 empty] | Tallahassee Refional AP | 0.37 |  |  |  |  | Storm Lake | 0.6 | [22 empty] | Morris Muni (AWOS) | 0.66 | [56 empty] | Houston/D.W. Hooks | 0.38
Third Bath Check | 0 | 0 | ACH50 | #N/A |  |  |  | Emmonak | 0.83 | Iliamna AP | 0.78 | [10 empty] | Napa Co. AP | 0.55 | [8 empty] | Tampa Intl AP | 0.37 |  |  |  |  | Washington | 0.54 | [22 empty] | New Ulm Muni (AWOS) | 0.61 | [56 empty] | Killeen Muni (AWOS) | 0.47
|  |  | Target | #N/A |  |  |  | Fairbanks Internl AP | 0.7 | Juneau Int'l AP | 0.69 | [10 empty] | Needles AP | 0.51 | [8 empty] | Tyndall AFB | 0.41 |  |  |  |  | Waterloo Municipal AP | 0.62 | [22 empty] | Orr | 0.61 | [56 empty] | Kingsville | 0.44
Total Deficit/4 | 0 | 0 | [5 empty] | Fairbanks/Eielson AP | 0.68 | Kake Seaplane Base | 0.66 | [10 empty] | Oakland Metropolitan AP | 0.54 | [8 empty] | Valparaiso Elgin AFB | 0.42 |  |  |  |  | Webster City | 0.58 | [22 empty] | Owatonna (AWOS) | 0.59 | [56 empty] | Laredo Intl AP | 0.55
[8 empty] | Fort Yukon | 0.74 | Kenai Municipal AP | 0.75 | [10 empty] | Oxnard AP | 0.45 | [8 empty] | Valparaiso Hurlburt | 0.42 | [28 empty] | Park Rapids Muni AP | 0.65 | [56 empty] | Longview Greeg County AP | 0.43
[8 empty] | Gambell | 1.14 | Ketchikan Int'l AP | 0.68 | [10 empty] | Palm Springs Intl | 0.45 | [8 empty] | Vero Beach Municipal AP | 0.38 | [28 empty] | Pipestone (AWOS) | 0.63 | [56 empty] | Lubbock Intl AP | 0.58
[8 empty] | Gulkana Intermediate Field | 0.78 | King Salmon AP | 0.82 | [10 empty] | Palm Springs Thermal AP | 0.46 | [8 empty] | West Palm Beach Intl AP | 0.41 | [28 empty] | Red Wing | 0.55 | [56 empty] | Lufkin Angelina Co | 0.41
[8 empty] | Gustavus | 0.67 | Kodiak AP | 0.75 | [10 empty] | Palmdale AP | 0.57 | [8 empty] | Whiting Field NAAS | 0.39 | [28 empty] | Redwood Falls Muni | 0.64 | [56 empty] | Marfa AP | 0.55
[8 empty] | Hayes River | 0.66 | Kotzebue Ralph Wein Mem. | 0.98 | [10 empty] | Paso Robles Municipal AP | 0.53 | [38 empty] | Rochester Intnl AP | 0.7 | [56 empty] | McAllen Miller Intl AP | 0.49
[8 empty] | Healy River AP | 0.72 | Lake Hood Seaplane | 0.66 | [10 empty] | Point Mugu Nf | 0.45 | [38 empty] | Roseau Muni (AWOS) | 0.65 | [56 empty] | McGregor (AWOS) | 0.48
[8 empty] | Homer AP | 0.73 | McGrath AP | 0.73 | [10 empty] | Portville (AWOS) | 0.42 | [38 empty] | Silver Bay | 0.62 | [56 empty] | Midland Intl AP | 0.6
[8 empty] | Hoonah | 0.65 | Mekoryuk | 0.99 | [10 empty] | Red Bluff Municipal AP | 0.5 | [38 empty] | South St. Paul Muni | 0.51 | [56 empty] | Mineral Wells Muni AP | 0.48
[8 empty] | Hooper Bay | 1 | Middleton Island Aut | 0.8 | [10 empty] | Redding Municipal AP | 0.47 | [38 empty] | St. Cloud Refional AP | 0.59 | [56 empty] | Nacodoches (AWOS) | 0.37
[8 empty] | Huslia | 0.76 | Minchumina | 0.65 | [10 empty] | Riverside Muni | 0.42 | [38 empty] | St. Paul Downtown AP | 0.57 | [56 empty] | Palacios Muni AP | 0.48
[8 empty] | Hydaburg Seaplane | 0.71 | Nenana Municipal AP | 0.7 | [10 empty] | Sacramento Executive AP | 0.51 | [38 empty] | Thief River (AWOS) | 0.66 | [56 empty] | Port Arthur Jefferson Cnty | 0.44
[8 empty] | Iliamna AP | 0.78 | Nome Municipal AP | 0.88 | [10 empty] | Sacramento Metropolitan AP | 0.51 | [38 empty] | Two Harbors | 0.6 | [56 empty] | Randolph AFB | 0.43
[8 empty] | Juneau Int'l AP | 0.69 | Northway AP | 0.73 | [10 empty] | Salinas Municipal AP | 0.54 | [38 empty] | Wheaton Ndb (AWOS) | 0.66 | [56 empty] | Robert Gray AAF | 0.49
[8 empty] | Kake Seaplane Base | 0.66 | Palmer Municipal | 0.67 | [10 empty] | San Diego Lindbergh Field | 0.38 | [38 empty] | Willmar | 0.59 | [56 empty] | Rockport/Aransas Co | 0.45
[8 empty] | Kenai Municipal AP | 0.75 | Petersburg | 0.64 | [10 empty] | San Diego Miramar NAS | 0.39 | [38 empty] | Winona Muni (AWOS) | 0.51 | [56 empty] | San Angelo Mathis Field | 0.52
[8 empty] | Ketchikan Int'l AP | 0.68 | Point Hope (AWOS) | 1.11 | [10 empty] | San Diego North Island NAS | 0.39 | [38 empty] | Worthington (AWOS) | 0.67 | [56 empty] | San Antonio Intl AP | 0.45
[8 empty] | King Salmon AP | 0.82 | Port Heiden | 0.9 | [10 empty] | San Diego/Montgomer | 0.39 | [96 empty] | San Antonio Kelly Field AFB | 0.45
[8 empty] | Kodiak AP | 0.75 | Saint Mary's (AWOS) | 0.89 | [10 empty] | San Francisco Intl AP | 0.6 | [96 empty] | San Antonio/Stinson | 0.4
[8 empty] | Kotzebue Ralph Wein Mem. | 0.98 | Sand Point | 0.8 | [10 empty] | San Jose Intl AP | 0.48 | [96 empty] | Tyler/Pounds Fld | 0.45
[8 empty] | Lake Hood Seaplane | 0.66 | Savoonga | 0.98 | [10 empty] | San Luis Co Rgnl | 0.51 | [96 empty] | Victoria Rgnl AP | 0.47
[8 empty] | McGrath AP | 0.73 | Selawik | 0.88 | [10 empty] | Sandberg | 0.68 | [96 empty] | Waco Rgnl AP | 0.53
[8 empty] | Mekoryuk | 0.99 | Seward | 0.75 | [10 empty] | Santa Ana John Wayne AP | 0.36 | [96 empty] | Wichita Fall Muni AP | 0.59
[8 empty] | Middleton Island Aut | 0.8 | Shemya AFB | 1.02 | [10 empty] | Santa Barbara Municipal AP | 0.44 | [96 empty] | Wink Winkler County AP | 0.54
[8 empty] | Minchumina | 0.65 | Shishmaref (AWOS) | 1.01 | [10 empty] | Santa Maria Public AP | 0.52
[8 empty] | Nenana Municipal AP | 0.7 | Sitka Japonski AP | 0.68 | [10 empty] | Santa Monica Muni | 0.39
[8 empty] | Nome Municipal AP | 0.88 | Skagway AP | 0.76 | [10 empty] | Santa Rosa (AWOS) | 0.49
[8 empty] | Northway AP | 0.73 | Sleetmute | 0.66 | [10 empty] | South Lake Tahoe | 0.64
[8 empty] | Palmer Municipal | 0.67 | Soldotna | 0.67 | [10 empty] | Stockton Metropolitan AP | 0.5
[8 empty] | Petersburg | 0.64 | St. Paul Island AP | 0.98 | [10 empty] | Travis Field AFB | 0.67
[8 empty] | Point Hope (AWOS) | 1.11 | Talkeetna State AP | 0.68 | [10 empty] | Truckee-Tahoe | 0.66
[8 empty] | Port Heiden | 0.9 | Tanana Ralph M Calhoun AP | 0.75 | [10 empty] | Twentynine Palms | 0.5
[8 empty] | Saint Mary's (AWOS) | 0.89 | Togiac Village (AWOS) | 0.82 | [10 empty] | Ukiah Municipal AP | 0.47
[8 empty] | Sand Point | 0.8 | Unalakeet Field | 0.91 | [10 empty] | Van Nuys AP | 0.39
[8 empty] | Savoonga | 0.98 | Valdez Pioneer Field | 0.67 | [10 empty] | Visalia Muni (AWOS) | 0.43
[8 empty] | Selawik | 0.88 | Valdez WSO | 0.7 | [10 empty] | Yuba Co | 0.5
[8 empty] | Seward | 0.75 | Whittier | 0.75
[8 empty] | Shemya AFB | 1.02 | Wrangell | 0.63
[8 empty] | Shishmaref (AWOS) | 1.01 | Yakutat State AP | 0.69
[8 empty] | Sitka Japonski AP | 0.68
[8 empty] | Skagway AP | 0.76
[8 empty] | Sleetmute | 0.66
[8 empty] | Soldotna | 0.67
[8 empty] | St. Paul Island AP | 0.98
[8 empty] | Talkeetna State AP | 0.68
[8 empty] | Tanana Ralph M Calhoun AP | 0.75
[8 empty] | Togiac Village (AWOS) | 0.82
[8 empty] | Unalakeet Field | 0.91
[8 empty] | Valdez Pioneer Field | 0.67
[8 empty] | Valdez WSO | 0.7
[8 empty] | Whittier | 0.75
[8 empty] | Wrangell | 0.63
[8 empty] | Yakutat State AP | 0.69
[8 empty] | Casa Granda | 0.45
[8 empty] | Davis Monthan AFB | 0.45
[8 empty] | Deer Valley/Phoenix | 0.45
[8 empty] | Douglas Intl AP | 0.48
[8 empty] | Flagstaff Pulliam AP | 0.59
[8 empty] | Grand Canyon Natl P | 0.61
[8 empty] | Kingman (AMOS) | 0.57
[8 empty] | Luke AFB | 0.47
[8 empty] | Page Muni (AMOS) | 0.45
[8 empty] | Phoenix Sky Harbor AP | 0.43
[8 empty] | Prescott Love Field | 0.51
[8 empty] | Scottsdale Muni AP | 0.41
[8 empty] | Show Low Muni | 0.59
[8 empty] | Stafford (AMOS) | 0.48
[8 empty] | Tuscon Intl AP | 0.48
[8 empty] | Winslow Muni AP | 0.55
[8 empty] | Yuma Intl AP | 0.43
[8 empty] | Yuma MCAS | 0.44
[8 empty] | Batesville (AWOS) | 0.41
[8 empty] | Bentonville (AWOS) | 0.46
[8 empty] | El Dorado Goodwin Fld | 0.41
[8 empty] | Fayettevielle Drake Fld | 0.44
[8 empty] | Flippin (AWOS) | 0.39
[8 empty] | Fort Smith Regional AP | 0.45
[8 empty] | Harrison FAA AP | 0.46
[8 empty] | Jonesboro Muni | 0.47
[8 empty] | Little Rock Adams Field | 0.44
[8 empty] | Little Rock AFB | 0.4
[8 empty] | Memorial Field | 0.42
[8 empty] | Pine Bluff FAA AP | 0.44
[8 empty] | Rogers (AWOS) | 0.48
[8 empty] | Siloam Spring (AWOS) | 0.48
[8 empty] | Springdale Muni | 0.49
[8 empty] | Stuttgart (AWOS) | 0.45
[8 empty] | Texarkana Webb Field | 0.42
[8 empty] | Walnut Ridge (AWOS) | 0.45
[8 empty] | Alturas | 0.59
[8 empty] | Arcata AP | 0.56
[8 empty] | Bakersfield Meadows Field | 0.43
[8 empty] | Beale AFB | 0.45
[8 empty] | Bishop AP | 0.55
[8 empty] | Blue Canyon AP | 0.44
[8 empty] | Blythe Riverside Co AP | 0.48
[8 empty] | Burbank-Glendale-Passadena AP | 0.39
[8 empty] | Camarillo (AWOS) | 0.43
[8 empty] | Camp Pendleton MCAS | 0.4
[8 empty] | Carlsbad/Palomar | 0.38
[8 empty] | China Lake Naf | 0.52
[8 empty] | Chino AP | 0.45
[8 empty] | Chula Vista Brown Field NAAS | 0.4
[8 empty] | Concord Concord-Buchanan Fld | 0.53
[8 empty] | Crescent City Faa Ai | 0.6
[8 empty] | Daggett Barstow-Daggett AP | 0.58
[8 empty] | Edwards AFB | 0.59
[8 empty] | Fresno Yosemite Intl AP | 0.45
[8 empty] | Fullerton Municipal | 0.34
[8 empty] | Hayward Air Term | 0.47
[8 empty] | Imperial | 0.46
[8 empty] | Jack Northrop Fld H | 0.38
[8 empty] | Lancaster Gen Wm Fox Field | 0.62
[8 empty] | Lemoore Reeves NAS | 0.5
[8 empty] | Livermore Municipal | 0.53
[8 empty] | Lompoc (AWOS) | 0.55
[8 empty] | Long Beach Daugherty Fld | 0.38
[8 empty] | Los Angeles Intl AP | 0.42
[8 empty] | March AFB | 0.43
[8 empty] | Merced/Macready Fld | 0.46
[8 empty] | Modesto City-County AP | 0.47
[8 empty] | Montague Siskiyou County AP | 0.55
[8 empty] | Monterey Naf | 0.49
[8 empty] | Mountain View Moffett Fld NAS | 0.45
[8 empty] | Napa Co. AP | 0.55
[8 empty] | Needles AP | 0.51
[8 empty] | Oakland Metropolitan AP | 0.54
[8 empty] | Oxnard AP | 0.45
[8 empty] | Palm Springs Intl | 0.45
[8 empty] | Palm Springs Thermal AP | 0.46
[8 empty] | Palmdale AP | 0.57
[8 empty] | Paso Robles Municipal AP | 0.53
[8 empty] | Point Mugu Nf | 0.45
[8 empty] | Portville (AWOS) | 0.42
[8 empty] | Red Bluff Municipal AP | 0.5
[8 empty] | Redding Municipal AP | 0.47
[8 empty] | Riverside Muni | 0.42
[8 empty] | Sacramento Executive AP | 0.51
[8 empty] | Sacramento Metropolitan AP | 0.51
[8 empty] | Salinas Municipal AP | 0.54
[8 empty] | San Diego Lindbergh Field | 0.38
[8 empty] | San Diego Miramar NAS | 0.39
[8 empty] | San Diego North Island NAS | 0.39
[8 empty] | San Diego/Montgomer | 0.39
[8 empty] | San Francisco Intl AP | 0.6
[8 empty] | San Jose Intl AP | 0.48
[8 empty] | San Luis Co Rgnl | 0.51
[8 empty] | Sandberg | 0.68
[8 empty] | Santa Ana John Wayne AP | 0.36
[8 empty] | Santa Barbara Municipal AP | 0.44
[8 empty] | Santa Maria Public AP | 0.52
[8 empty] | Santa Monica Muni | 0.39
[8 empty] | Santa Rosa (AWOS) | 0.49
[8 empty] | South Lake Tahoe | 0.64
[8 empty] | Stockton Metropolitan AP | 0.5
[8 empty] | Travis Field AFB | 0.67
[8 empty] | Truckee-Tahoe | 0.66
[8 empty] | Twentynine Palms | 0.5
[8 empty] | Ukiah Municipal AP | 0.47
[8 empty] | Van Nuys AP | 0.39
[8 empty] | Visalia Muni (AWOS) | 0.43
[8 empty] | Yuba Co | 0.5
[8 empty] | Akron Washington Co AP | 0.67
[8 empty] | Alamosa San Luis Valley Rgnl | 0.67
[8 empty] | Aspen Pitkin Co. Sar | 0.64
[8 empty] | Aurora Buckley Field ANGB | 0.6
[8 empty] | Broomfield/Jeffco | 0.58
[8 empty] | Colorado Springs Muni AP | 0.63
[8 empty] | Cortez/Montezuma Co | 0.58
[8 empty] | Craig-Moffat | 0.64
[8 empty] | Denver Intl AP | 0.59
[8 empty] | Denver/Centennial | 0.61
[8 empty] | Durango/La Plata Co | 0.58
[8 empty] | Eagle County AP | 0.63
[8 empty] | Fort Collins (AWOS) | 0.59
[8 empty] | Grand Junction Walker Field | 0.57
[8 empty] | Greeley/Weld (AWOS) | 0.6
[8 empty] | Gunnison Co. (AWOS) | 0.66
[8 empty] | Hayden/Yampa (AWOS) | 0.66
[8 empty] | La Junta Municipal AP | 0.63
[8 empty] | Lamar Municipal | 0.62
[8 empty] | Leadville/Lake Co. | 0.74
[8 empty] | Limon | 0.66
[8 empty] | Montrose Co AP | 0.56
[8 empty] | Pueblo Memorial AP | 0.61
[8 empty] | Rifle/Garfield Rgnl | 0.56
[8 empty] | Trinidad Las Animas County AP | 0.61
[8 empty] | Bridgeport Sikorsky Memorial | 0.59
[8 empty] | Danbury Municipal | 0.51
[8 empty] | Groton New London AP | 0.53
[8 empty] | Hartford Bradley Intl AP | 0.53
[8 empty] | Hartford Brainard Fd | 0.48
[8 empty] | New Haven Tweed AP | 0.52
[8 empty] | Oxford (AWOS) | 0.5
[8 empty] | Dover AFB | 0.47
[8 empty] | Wilmington New Castle Cnt AP | 0.52
[8 empty] | Crestview Bob Sikes AP | 0.35
[8 empty] | Daytona Beach Intl AP | 0.37
[8 empty] | Fort Lauderdale | 0.4
[8 empty] | Fort Lauderdale Hollywood Int | 0.41
[8 empty] | Fort Myers Page Field | 0.35
[8 empty] | Gainesville Regional AP | 0.38
[8 empty] | Homestead AFB | 0.33
[8 empty] | Jacksonville Intl AP | 0.38
[8 empty] | Jacksonville NAS | 0.41
[8 empty] | Jacksonville/Craig | 0.39
[8 empty] | Key West Intl AP | 0.49
[8 empty] | Key West NAS | 0.41
[8 empty] | Lakeland Linder Rgn | 0.34
[8 empty] | MacDill AFB | 0.38
[8 empty] | Marathon AP | 0.39
[8 empty] | Mayport Ns | 0.41
[8 empty] | Melbourne Regional AP | 0.38
[8 empty] | Miami Intl AP | 0.41
[8 empty] | Miami/Kendall- Tamia | 0.37
[8 empty] | Miami/Opa Locka | 0.38
[8 empty] | Naples Municipal | 0.35
[8 empty] | NASA Shuttle Fclty | 0.35
[8 empty] | Ocala Muni (AWOS) | 0.32
[8 empty] | Orlando Executive AP | 0.38
[8 empty] | Orlando Intl AP | 0.39
[8 empty] | Orlando Sanford AP | 0.38
[8 empty] | Panama City Bay Co | 0.39
[8 empty] | Pensacola Forest Sherman NAS | 0.42
[8 empty] | Pensacola Regional AP | 0.41
[8 empty] | Sarasota Bradenton | 0.38
[8 empty] | Southwest Florida I | 0.37
[8 empty] | St. Lucie Co Intl | 0.35
[8 empty] | St. Petersburg Albert Whitted | 0.42
[8 empty] | St. Petersburg Clear | 0.43
[8 empty] | Tallahassee Refional AP | 0.37
[8 empty] | Tampa Intl AP | 0.37
[8 empty] | Tyndall AFB | 0.41
[8 empty] | Valparaiso Elgin AFB | 0.42
[8 empty] | Valparaiso Hurlburt | 0.42
[8 empty] | Vero Beach Municipal AP | 0.38
[8 empty] | West Palm Beach Intl AP | 0.41
[8 empty] | Whiting Field NAAS | 0.39
[8 empty] | Albany Dougherty County AP | 0.38
[8 empty] | Alma Bacon Cnty AP | 0.37
[8 empty] | Athens Ben Epps AP | 0.4
[8 empty] | Atlanta Harsfield Intl AP | 0.46
[8 empty] | Augusta Bush Field | 0.41
[8 empty] | Brunswick Golden Is | 0.4
[8 empty] | Brunswick Malcolm McKinnon AP | 0.4
[8 empty] | Columbus Metropolitan AP | 0.39
[8 empty] | Dekalb Peachtree | 0.39
[8 empty] | Fort Benning Lawson | 0.35
[8 empty] | Fulton Co AP Brow | 0.37
[8 empty] | Hunter AAF | 0.4
[8 empty] | Macon Middle GA Regional AP | 0.41
[8 empty] | Marrietta Dobbins AFB | 0.4
[8 empty] | Moody AFB/Valdosta | 0.36
[8 empty] | Rome R B Russell AP | 0.38
[8 empty] | Savannah Intl AP | 0.4
[8 empty] | Valdosta Wb AP | 0.36
[8 empty] | Warner Robbins AFB | 0.39
[7 empty] | Hawaii | Barbers Point NAS | 0.35
[8 empty] | Hilo Intl AP | 0.29
[8 empty] | Honolulu Intl AP | 0.42
[8 empty] | Kahului AP | 0.48
[8 empty] | Kaneohe Bay MCAS | 0.35
[8 empty] | Kapalua | 0.55
[8 empty] | Kono Intl At Keahol | 0.36
[8 empty] | Lanai | 0.47
[8 empty] | Lihue AP | 0.51
[8 empty] | Molokai (AMOS) | 0.45
[7 empty] | Idaho | Boise Air Terminal (UO) | 0.56
[8 empty] | Burley Municipal AP | 0.6
[8 empty] | Caldwell (AWOS) | 0.55
[8 empty] | Coeur D'Alene (AWOS) | 0.6
[8 empty] | Hailey/Friedman Mem | 0.61
[8 empty] | Idaho Falls Fanning Field | 0.68
[8 empty] | Joslin Fld Magic Va | 0.65
[8 empty] | Lewiston Nez Perce Cnty AP | 0.51
[8 empty] | Malad City | 0.6
[8 empty] | Mountain Home AFB | 0.63
[8 empty] | Pocatello Regional AP | 0.68
[8 empty] | Salmon/Lemhi (AWOS) | 0.58
[8 empty] | Soda Springs/Tigert | 0.7
[7 empty] | Illinois | Aurora Municipal | 0.57
[8 empty] | Belleville Scott AFB | 0.48
[8 empty] | Cahokia/St. Louis | 0.45
[8 empty] | Central Illinois RG | 0.6
[8 empty] | Chicago Midway AP | 0.56
[8 empty] | Chicago Ohare Intl AP | 0.6
[8 empty] | Chicago/Waukegan | 0.59
[8 empty] | Decatur | 0.56
[8 empty] | Marion Regional | 0.47
[8 empty] | Moline Quad City Intl AP | 0.58
[8 empty] | Mount Vernon (AWOS) | 0.44
[8 empty] | Peoria Greater Peoria AP | 0.55
[8 empty] | Quincy Muni Baldwin FLD | 0.51
[8 empty] | Rockford Greater Rockford AP | 0.58
[8 empty] | Southern Illinois | 0.44
[8 empty] | Springfield Capital AP | 0.57
[8 empty] | Sterling Rockfalls | 0.51
[8 empty] | Univ of Illinois Wi | 0.57
[8 empty] | W. Chicago/Du Page | 0.58
[7 empty] | Indiana | Delaware Co Johnson | 0.53
[8 empty] | Evansville Regional AP | 0.48
[8 empty] | Fort Wayne Intl AP | 0.57
[8 empty] | Grissom Arb | 0.54
[8 empty] | Huntingburg | 0.45
[8 empty] | Indianapolis Intl AP | 0.54
[8 empty] | Lafayette Purdue Univ. AP | 0.53
[8 empty] | Monroe Co | 0.47
[8 empty] | South Bend Michiana Rgnl AP | 0.57
[8 empty] | Terre Haute Hulman Rgional AP | 0.5
[7 empty] | Iowa | Algona | 0.59
[8 empty] | Atlantic | 0.54
[8 empty] | Boone Muni | 0.57
[8 empty] | Burlington Muni AP | 0.54
[8 empty] | Carroll | 0.57
[8 empty] | Cedar Rapids Municipal AP | 0.56
[8 empty] | Chariton | 0.53
[8 empty] | Charles City | 0.56
[8 empty] | Clarinda | 0.49
[8 empty] | Clinton Muni (AWOS) | 0.57
[8 empty] | Council Bluffs | 0.51
[8 empty] | Creston | 0.57
[8 empty] | Decorah | 0.46
[8 empty] | Denison | 0.56
[8 empty] | Des Moines Intl AP | 0.58
[8 empty] | Dubuque Regional AP | 0.59
[8 empty] | Estherville Muni | 0.66
[8 empty] | Fair Field | 0.56
[8 empty] | Fort Dodge (AWOS) | 0.55
[8 empty] | Fort Madison | 0.47
[8 empty] | Keokuk Muni | 0.48
[8 empty] | Knoxville | 0.5
[8 empty] | Le Mars | 0.53
[8 empty] | Mason City Municipal AP | 0.65
[8 empty] | Monticello Muni | 0.52
[8 empty] | Muscatine | 0.49
[8 empty] | Newton Muni | 0.55
[8 empty] | Oelwen | 0.57
[8 empty] | Orange City | 0.58
[8 empty] | Ottumwa Industrial AP | 0.6
[8 empty] | Red Oak | 0.55
[8 empty] | Sheldon | 0.59
[8 empty] | Shenandoah Muni | 0.52
[8 empty] | Sioux City Sioux Gateway | 0.65
[8 empty] | Storm Lake | 0.6
[8 empty] | Washington | 0.54
[8 empty] | Waterloo Municipal AP | 0.62
[8 empty] | Webster City | 0.58
[7 empty] | Kansas | Chanute Martin Johnson AP | 0.54
[8 empty] | Concordia Blosser Muni AP | 0.63
[8 empty] | Dodge City Regional AP | 0.75
[8 empty] | Emporia Municipal AP | 0.61
[8 empty] | Fort Riley Marshall AAF | 0.5
[8 empty] | Garden City Municipal AP | 0.69
[8 empty] | Goodland Renner Field | 0.73
[8 empty] | Great Bend (AWOS) | 0.65
[8 empty] | Hays Muni (AWOS) | 0.65
[8 empty] | Hill City Municipal AP | 0.61
[8 empty] | Hutchinson Municipal AP | 0.56
[8 empty] | Liberal Muni | 0.67
[8 empty] | Manhattan Rgnl | 0.53
[8 empty] | McConnell AFB | 0.61
[8 empty] | Newton (AWOS) | 0.6
[8 empty] | Olathe Johnson Co Industrial | 0.57
[8 empty] | Olathe/Johnson Co | 0.52
[8 empty] | Russell Municipal AP | 0.68
[8 empty] | Salina Municipal AP | 0.61
[8 empty] | Topeka Forbes Field | 0.54
[8 empty] | Topeka Municipal AP | 0.55
[8 empty] | Wichita Mid-Continent AP | 0.62
[8 empty] | Wichita/Col. Jabara | 0.58
[7 empty] | Kentucky | Bowling Green Warren Co | 0.43
[8 empty] | Cincinnati Norther Ky AP | 0.5
[8 empty] | Fort Campbell AAF | 0.44
[8 empty] | Fort Knox Godman AAF | 0.45
[8 empty] | Henderson City | 0.47
[8 empty] | Jackson Julian Carroll AP | 0.38
[8 empty] | Lexington Bluegrass AP | 0.48
[8 empty] | London-Corbin AP | 0.42
[8 empty] | Louisville Bowman Field | 0.41
[8 empty] | Louisville Standiford Field | 0.47
[8 empty] | Paducah Barkley Reg AP | 0.46
[8 empty] | Somerset (AWOS) | 0.38
[7 empty] | Louisiana | Alexandria Esler Reg AP | 0.36
[8 empty] | Barksdale AFB | 0.39
[8 empty] | Baton Rouge Ryan AP | 0.39
[8 empty] | Fort Polk AAF | 0.36
[8 empty] | Houma-Terrebonne | 0.37
[8 empty] | Lafayette Regional AP | 0.42
[8 empty] | Lake Charles Regional AP | 0.42
[8 empty] | Lake Charles Wb AP | 0.42
[8 empty] | Monroe Regional AP | 0.4
[8 empty] | New Iberia NAAS | 0.41
[8 empty] | New Orleans Alvin Callender F | 0.35
[8 empty] | New Orleans Intl AP | 0.41
[8 empty] | New Orleans Lakefront AP | 0.47
[8 empty] | Patterson Memorial | 0.37
[8 empty] | Shreveport Downtown | 0.41
[8 empty] | Shreveport Refional AP | 0.44
[7 empty] | Maine | Auburn-Lewiston | 0.56
[8 empty] | Augusta Airport | 0.58
[8 empty] | Bangor Intl AP | 0.58
[8 empty] | Bar Harbor (AWOS) | 0.62
[8 empty] | Brunswick NAS | 0.59
[8 empty] | Caribou Muni AP | 0.66
[8 empty] | Houlton Intl AP | 0.61
[8 empty] | Millinocket Muni AP | 0.52
[8 empty] | Northern Aroostook | 0.65
[8 empty] | Portland Intl Jetport | 0.6
[8 empty] | Presque Isle Muni | 0.66
[8 empty] | Rockland/Knox (AWOS) | 0.57
[8 empty] | Sanford Muni (AWOS) | 0.57
[8 empty] | Waterville (AWOS) | 0.55
[8 empty] | Wiscasset | 0.5
[7 empty] | Maryland | Andrews AFB | 0.49
[8 empty] | Baltimore Blt-Washington Intl | 0.5
[8 empty] | Hagerstown Rgnl Ric | 0.46
[8 empty] | Patuxent River NAS | 0.45
[8 empty] | Salisbury Wicomico Co AP | 0.47
[7 empty] | Mass. | Barnstable Muni Boa | 0.6
[8 empty] | Beverly Muni | 0.58
[8 empty] | Boston Logan Intl AP | 0.66
[8 empty] | Chicopee Falls Westo | 0.49
[8 empty] | Lawrence Muni | 0.55
[8 empty] | Marthas Vineyard | 0.59
[8 empty] | Nantucket Memorial AP | 0.61
[8 empty] | New Bedford Regional | 0.54
[8 empty] | North Adams | 0.52
[8 empty] | Norwood Memorial | 0.52
[8 empty] | Otis ANGBb | 0.6
[8 empty] | Plymouth Muni | 0.53
[8 empty] | Provincetown (AWOS) | 0.59
[8 empty] | Westfield Barnes Muni AP | 0.5
[8 empty] | Worcester Regional AP | 0.59
[7 empty] | Michigan | Alpena County Regional AP | 0.61
[8 empty] | Ann Arbor Muni | 0.56
[8 empty] | Battle Creek Kellogg AP | 0.55
[8 empty] | Benton Harbor/Ross | 0.53
[8 empty] | Cadillac Wexford Co AP | 0.58
[8 empty] | Chippewa Co Intl | 0.66
[8 empty] | Detroit City AP | 0.56
[8 empty] | Detroit Metropolitan AP | 0.6
[8 empty] | Detroit Willow Run AP | 0.57
[8 empty] | Escanaba (AWOS) | 0.64
[8 empty] | Flint Bishop Intl AP | 0.6
[8 empty] | Grand Rapids Kent Count Intl | 0.6
[8 empty] | Hancock Houghton Co AP | 0.67
[8 empty] | Houghton Lake Roscommon Co AP | 0.59
[8 empty] | Howell | 0.5
[8 empty] | Iron Mountain/Ford | 0.56
[8 empty] | Ironwood (AWOS) | 0.62
[8 empty] | Jackson Reynolds Field | 0.54
[8 empty] | Kalamazoo Battle Creek | 0.53
[8 empty] | Lansing Capital City AP | 0.63
[8 empty] | Manistee (AWOS) | 0.53
[8 empty] | Menominee (AWOS) | 0.57
[8 empty] | Mount Clemens Selfridge Fld | 0.55
[8 empty] | Muskegon County AP | 0.61
[8 empty] | Oakland Co Intl | 0.57
[8 empty] | Oscoda Wurtsmith AFB | 0.6
[8 empty] | Pellston Emmet County AP | 0.59
[8 empty] | Saginaw Tri-City Intl AP | 0.59
[8 empty] | Sault Ste. Marie Sanderson Fie | 0.65
[8 empty] | St. Clair County Intl | 0.51
[8 empty] | Traverse City Cherry Capital | 0.61
[7 empty] | MN | Aitkin Ndb (AWOS) | 0.58
[8 empty] | Albert Lea (AWOS) | 0.55
[8 empty] | Alexandria Muni AP | 0.67
[8 empty] | Austin Muni | 0.55
[8 empty] | Baudette Intl AP | 0.62
[8 empty] | Bemidji Muni | 0.62
[8 empty] | Benson Muni | 0.62
[8 empty] | Brainerd/Wieland | 0.57
[8 empty] | Cambridge Muni | 0.54
[8 empty] | Cloquet (AWOS) | 0.61
[8 empty] | Crane Lake (AWOS) | 0.57
[8 empty] | Crookston Muni Fld | 0.67
[8 empty] | Detroit Lakes (AWOS) | 0.63
[8 empty] | Duluth Intl AP | 0.7
[8 empty] | Ely Muni | 0.58
[8 empty] | Eveleth Muni (AWOS) | 0.63
[8 empty] | Fairmont Muni (AWOS) | 0.66
[8 empty] | Faribault Muni AWOS | 0.57
[8 empty] | Fergus Falls (AWOS) | 0.64
[8 empty] | Flying Cloud | 0.58
[8 empty] | Fosston (AWOS) | 0.61
[8 empty] | Glenwood (ASOS) | 0.62
[8 empty] | Gran Rapids (AWOS) | 0.6
[8 empty] | Hallock | 0.68
[8 empty] | Hibbing Chisholm-Hibbing AP | 0.64
[8 empty] | Hutchinson (AWOS) | 0.6
[8 empty] | International Falls Intl AP | 0.65
[8 empty] | Litchfield Muni | 0.53
[8 empty] | Little Falls (AWOS) | 0.58
[8 empty] | Mankato (AWOS) | 0.61
[8 empty] | Marshall/Ryan (AWOS) | 0.66
[8 empty] | Minneapolis/Crystal | 0.58
[8 empty] | Minneapolis-St Paul Intl AP | 0.63
[8 empty] | Mora Muni (AWOS) | 0.54
[8 empty] | Morris Muni (AWOS) | 0.66
[8 empty] | New Ulm Muni (AWOS) | 0.61
[8 empty] | Orr | 0.61
[8 empty] | Owatonna (AWOS) | 0.59
[8 empty] | Park Rapids Muni AP | 0.65
[8 empty] | Pipestone (AWOS) | 0.63
[8 empty] | Red Wing | 0.55
[8 empty] | Redwood Falls Muni | 0.64
[8 empty] | Rochester Intnl AP | 0.7
[8 empty] | Roseau Muni (AWOS) | 0.65
[8 empty] | Silver Bay | 0.62
[8 empty] | South St. Paul Muni | 0.51
[8 empty] | St. Cloud Refional AP | 0.59
[8 empty] | St. Paul Downtown AP | 0.57
[8 empty] | Thief River (AWOS) | 0.66
[8 empty] | Two Harbors | 0.6
[8 empty] | Wheaton Ndb (AWOS) | 0.66
[8 empty] | Willmar | 0.59
[8 empty] | Winona Muni (AWOS) | 0.51
[8 empty] | Worthington (AWOS) | 0.67
[7 empty] | Mississippi | Columbus AFB | 0.42
[8 empty] | Golden Tri (AWOS) | 0.4
[8 empty] | Greenville Muni | 0.44
[8 empty] | Greenwood Leflore AP | 0.41
[8 empty] | GulportBiloxi Intl | 0.38
[8 empty] | Hattiesburg Laurel | 0.35
[8 empty] | Jackson Intl AP | 0.42
[8 empty] | Keesler AFB | 0.38
[8 empty] | McComb Pike County AP | 0.36
[8 empty] | Meridian Key Field | 0.41
[8 empty] | Meridian NAAS | 0.34
[8 empty] | Natchez/Hardy (AWOS) | 0.36
[8 empty] | Tupelo CD Lemons AP | 0.43
[7 empty] | Missouri | Cape Girardeau Muni AP | 0.47
[8 empty] | Columbia Regional AP | 0.54
[8 empty] | Farmington | 0.45
[8 empty] | Ft. Lnrd Wd AAF | 0.44
[8 empty] | Jefferson City Mem | 0.46
[8 empty] | Joplin Muni AP | 0.53
[8 empty] | Kaiser Mem (AWOS) | 0.45
[8 empty] | Kansas City Downtown AP | 0.51
[8 empty] | Kansas City Intl AP | 0.6
[8 empty] | Kirksville Reginoal AP | 0.53
[8 empty] | Poplar Bluff (AMOS) | 0.43
[8 empty] | Springfield Regional AP | 0.53
[8 empty] | St. Joseph Rosecrans Mem | 0.56
[8 empty] | St. Louis Lambert Intl AP | 0.54
[8 empty] | St. Louis Spirit of St. Louis AP | 0.48
[8 empty] | Vichy Rolla Natl AP | 0.52
[8 empty] | Whiteman AFB | 0.53
[7 empty] | Montana | Billings Logan Intl AP | 0.66
[8 empty] | Bozeman Gallatin Field | 0.62
[8 empty] | Butte Bert Mooney AP | 0.68
[8 empty] | Cut Bank Muni AP | 0.76
[8 empty] | Glasgow Intl AP | 0.7
[8 empty] | Glendive (AWOS) | 0.69
[8 empty] | Great Falls Intl AP | 0.71
[8 empty] | Havre City-County AP | 0.7
[8 empty] | Helena Regional AP | 0.63
[8 empty] | Kalispell Glacier Pk Intl AP | 0.62
[8 empty] | Lewiston Muni AP | 0.67
[8 empty] | Livingston Mission Field | 0.78
[8 empty] | Miles City Muni AP | 0.67
[8 empty] | Missoula Intl AP | 0.61
[8 empty] | Sidney-Richland | 0.66
[8 empty] | Wolf Point Intl | 0.66
[7 empty] | Nebraska | Ainsworth Muni | 0.66
[8 empty] | Alliance Muni | 0.71
[8 empty] | Beatrice Muni | 0.58
[8 empty] | Bellevue Offutt AFB | 0.51
[8 empty] | Brewster Field AP | 0.62
[8 empty] | Broken Bow Muni | 0.66
[8 empty] | Chadron Muni AP | 0.68
[8 empty] | Columbus Muni | 0.58
[8 empty] | Falls City/Brenner | 0.55
[8 empty] | Fremont Muni AP | 0.56
[8 empty] | Grand Island Central Ne Reg | 0.66
[8 empty] | Hastings Muni | 0.61
[8 empty] | Imperial Faa AP | 0.62
[8 empty] | Kearney Muni (AWOS) | 0.65
[8 empty] | Lincoln Muni AP | 0.6
[8 empty] | McCook Muni | 0.61
[8 empty] | Norfolk Karl Stefan Mem AP | 0.66
[8 empty] | North Platte Reg AP | 0.66
[8 empty] | Omaha Eppley Airfield | 0.58
[8 empty] | Omaha Wsfo | 0.55
[8 empty] | O'Neill/Baker Field | 0.68
[8 empty] | Ord/Sharp Field | 0.61
[8 empty] | Scottsbluff W.B. Heilig Field | 0.66
[8 empty] | Sidney Muni AP | 0.69
[8 empty] | Tekamah (ASOS) | 0.59
[8 empty] | Valentine Miller Field | 0.64
[7 empty] | Nevada | Elko Muni AP | 0.6
[8 empty] | Ely Yelland Field | 0.68
[8 empty] | Fallon NAAS | 0.54
[8 empty] | Las Vegas McCarran Intl AP | 0.55
[8 empty] | Lovelock Derby Field | 0.57
[8 empty] | Mercury Desert Rock AP | 0.55
[8 empty] | Nellis AFB | 0.54
[8 empty] | Reno Tahoe Intl AP | 0.57
[8 empty] | Tonopah AP | 0.61
[8 empty] | Winnemucca Muni AP | 0.61
[7 empty] | NH | Berlin Muni | 0.57
[8 empty] | Concord Muni AP | 0.55
[8 empty] | Dillant Hopkins | 0.5
[8 empty] | Laconia Muni (AWOS) | 0.54
[8 empty] | Lebanon Muni | 0.52
[8 empty] | Manchester AP | 0.5
[8 empty] | Mount Washington | 1.56
[8 empty] | Pease Intl Tradepor | 0.55
[7 empty] | NJ | Atlantic City Intl AP | 0.53
[8 empty] | Belmar Asc | 0.52
[8 empty] | Caldwell/Essex Co. | 0.44
[8 empty] | Cape May Co | 0.49
[8 empty] | McGuire AFB | 0.48
[8 empty] | Millville Muni AP | 0.44
[8 empty] | Newark Intl AP | 0.54
[8 empty] | Teterboro AP | 0.5
[8 empty] | Trenton Mercer County AP | 0.48
[7 empty] | NM | Albuquerque Intl AP | 0.54
[8 empty] | Carlsbad Cavern City Air Term | 0.52
[8 empty] | Clayton Muni AP | 0.66
[8 empty] | Clovis Cannon AFB | 0.63
[8 empty] | Clovis Muni (AWOS) | 0.64
[8 empty] | Deming Muni | 0.52
[8 empty] | Farmington Four Corners Rgl | 0.58
[8 empty] | Gallup Sen Clarke Fld | 0.58
[8 empty] | Hollman AFB | 0.53
[8 empty] | Las Cruces Intl | 0.49
[8 empty] | Las Vegas Muni AP | 0.66
[8 empty] | Roswell Industrial Air Park | 0.53
[8 empty] | Santa Fe Co Muni AP | 0.6
[8 empty] | Sierra Blanca Rgnl | 0.52
[8 empty] | Taos Muni AP (AWOS) | 0.63
[8 empty] | Truth or Consequences Muni AP | 0.51
[8 empty] | Tucumcari Faa AP | 0.58
[7 empty] | NY | Adirondack Rgnl | 0.59
[8 empty] | Albany County AP | 0.61
[8 empty] | Binghamton Edwin A Link Field | 0.61
[8 empty] | Buffalo Niagara Intl AP | 0.65
[8 empty] | Elmira Corning Rgl AP | 0.52
[8 empty] | Fort Drum/Wheeler-S | 0.61
[8 empty] | glens Falls AP | 0.51
[8 empty] | Islip Long Isl MacArthur AP | 0.53
[8 empty] | Jamestown (AWOS) | 0.57
[8 empty] | Massena AP | 0.59
[8 empty] | Monticello (AWOS) | 0.51
[8 empty] | New York Central Prk Obs Belv | 0.61
[8 empty] | New York JFK Intl AP | 0.57
[8 empty] | New York Laguardia AP | 0.58
[8 empty] | Niagra Falls Af | 0.6
[8 empty] | Poughkeepsie Dutchess Co AP | 0.49
[8 empty] | Republic | 0.53
[8 empty] | Rochester Greater Rochester | 0.57
[8 empty] | Stewart Field | 0.56
[8 empty] | Syracuse Hancock Intl AP | 0.55
[8 empty] | Utica Oneida CO AP | 0.53
[8 empty] | Watertown AP | 0.57
[8 empty] | Westhampton Gabreski AP | 0.54
[8 empty] | White Plains Westchester Co AP | 0.51
[7 empty] | NoCarolina | Asheville Rgnl AP | 0.47
[8 empty] | Cape Hatteras Nws Bldg | 0.49
[8 empty] | Charlotte Douglass Intl AP | 0.43
[8 empty] | Cherry Point MCAS | 0.46
[8 empty] | Dare Co. Rgnl | 0.5
[8 empty] | Elizabeth City Coast Guard Ai | 0.5
[8 empty] | Fayetteville Pope AFB | 0.43
[8 empty] | Fayetteville Rgnl G | 0.44
[8 empty] | Fort Bragg Simmons AAF | 0.38
[8 empty] | Goldsboro Seymour Johnson AFB | 0.44
[8 empty] | Greensboro Piedmont Triad Intl | 0.43
[8 empty] | Hickory Rgnl AP | 0.4
[8 empty] | Jacksonville (AWOS) | 0.43
[8 empty] | Kinston Stallings AFB | 0.44
[8 empty] | New Bern Craven Co Rgl AP | 0.41
[8 empty] | New River MCAF | 0.43
[8 empty] | Pitt Greenville AP | 0.4
[8 empty] | Raleigh Durham Intl | 0.43
[8 empty] | Rocky Mount Wilson | 0.42
[8 empty] | Southern Pines AWOS | 0.41
[8 empty] | Wilmington Intl AP | 0.43
[8 empty] | Winston-Salem Reynolds AP | 0.39
[7 empty] | NoDakota | Bismarck Muni AP | 0.67
[8 empty] | Devils Lake (AWOS) | 0.69
[8 empty] | Dickinson Muni AP | 0.76
[8 empty] | Fargo Hector Intl AP | 0.69
[8 empty] | Grand Forks Af | 0.7
[8 empty] | Grand Forks Intl AP | 0.66
[8 empty] | Jamestown Muni AP | 0.69
[8 empty] | Minot AFB | 0.72
[8 empty] | Minot Faa AP | 0.73
[8 empty] | Williston Sloulin Intl AP | 0.68
[7 empty] | Ohio | Akron Akron-Canton Reg AP | 0.56
[8 empty] | Burke Lakefront | 0.61
[8 empty] | Cincinnati Muni AP Lunki | 0.47
[8 empty] | Cleveland Hoopkins Intl AP | 0.58
[8 empty] | Columbus Port Columbus Intl AP | 0.49
[8 empty] | Dayton Intl AP | 0.54
[8 empty] | Dayton Wright Patterson AFB | 0.51
[8 empty] | Findlay AP | 0.53
[8 empty] | Mansfield Lahm Muni AP | 0.61
[8 empty] | Ohio State Univ | 0.5
[8 empty] | Toledo Express AP | 0.55
[8 empty] | Youngstown Reg AP | 0.56
[8 empty] | Zanesville Muni AP | 0.48
[7 empty] | Oklahoma | Altus AFB | 0.55
[8 empty] | Bartlesville/Philli | 0.48
[8 empty] | Clinton-Sherman | 0.63
[8 empty] | Fort Sill Post Field Af | 0.56
[8 empty] | Gage AP | 0.65
[8 empty] | Hobart Muni AP | 0.67
[8 empty] | Lawton Muni | 0.53
[8 empty] | McAlester Muni AP | 0.45
[8 empty] | Oklahoma City Tinker AFB | 0.56
[8 empty] | Oklahoma City Will Rogers Wor | 0.58
[8 empty] | Oklahoma City/Wiley | 0.61
[8 empty] | Ponca City Muni AP | 0.56
[8 empty] | Stillwater Rgnl | 0.55
[8 empty] | Tulsa Intl AP | 0.54
[8 empty] | Vance AFB | 0.61
[7 empty] | Oregon | Astoria Rgnl AP | 0.61
[8 empty] | Aurora State | 0.48
[8 empty] | Baker Muni AP | 0.63
[8 empty] | Burns Muni AP | 0.61
[8 empty] | Corvallis Muni | 0.53
[8 empty] | Eugene Mahlon Sweet AP | 0.56
[8 empty] | Klamath Falls Intl AP | 0.61
[8 empty] | La Grande Muni AP | 0.61
[8 empty] | Lakeview (AWOS) | 0.64
[8 empty] | Medford Rogue Valley Intl AP | 0.5
[8 empty] | North Bend Muni AP | 0.61
[8 empty] | Pendleton E Or Rgnl AP | 0.56
[8 empty] | Portland Intl AP | 0.52
[8 empty] | Portland/Hillboro | 0.5
[8 empty] | Portland/Troutdale | 0.51
[8 empty] | Redmond Roberts Field | 0.62
[8 empty] | Roseburg Rgnl AP | 0.47
[8 empty] | Salem McNary Field | 0.55
[8 empty] | Sexton Summit | 0.59
[7 empty] | PEI | Charlottestown | 0.7
[7 empty] | PA | Allentown Lehigh Valley Intl | 0.55
[8 empty] | Altoona Blair Co AP | 0.51
[8 empty] | Bradford Rgnl AP | 0.6
[8 empty] | Butler Co (AWOS) | 0.47
[8 empty] | Dubois Faa AP | 0.56
[8 empty] | Erie Intl AP | 0.62
[8 empty] | Franklin | 0.54
[8 empty] | Harrisburg Capital City AP | 0.48
[8 empty] | Johnstown Cambria Co AP | 0.54
[8 empty] | Lancaster | 0.5
[8 empty] | Middletown Harrisburg Intl AP | 0.55
[8 empty] | Philadelphia Intl AP | 0.53
[8 empty] | Philadelphia Ne | 0.49
[8 empty] | Pittsburgh Allegheny Co AP | 0.51
[8 empty] | Pittsburgh Intl AP | 0.53
[8 empty] | Reading Spaatz Field | 0.46
[8 empty] | State College | 0.49
[8 empty] | Washington (AWOS) | 0.47
[8 empty] | Wilks-Barre Scranton Intl AP | 0.53
[8 empty] | Williamsport Rgnl AP | 0.49
[8 empty] | Willow Grove NAS | 0.44
[7 empty] | Puerto Rico | Aquadillo/Borinquen | 0.41
[8 empty] | Eugenio Maria De Ho | 0.32
[8 empty] | Mercedita | 0.35
[8 empty] | Roosevelt Roads | 0.42
[8 empty] | San Juan Intl AP | 0.38
[8 empty] | San Juan LM Marin Intl AP | 0.36
[7 empty] | RI | Block Island State AP | 0.6
[8 empty] | Pawtucket | 0.49
[8 empty] | Providence TF Green | 0.58
[7 empty] | SC | Anderson County AP | 0.44
[8 empty] | Beaufort MCAS | 0.39
[8 empty] | Charleston Intl AP | 0.43
[8 empty] | Columbia Metro AP | 0.41
[8 empty] | Florence Rgnl AP | 0.41
[8 empty] | Greenville Downtown AP | 0.42
[8 empty] | Greer Greenv'l-Spartanbrg AP | 0.43
[8 empty] | Myrtle Beach AFB | 0.47
[8 empty] | North Myrtle Beach Grand | 0.43
[8 empty] | Sumter Shaw AFB | 0.43
[7 empty] | S. Dakota | Aberdeen Rgnl AP | 0.66
[8 empty] | Brookings (AWOS) | 0.63
[8 empty] | Chan Gurney Muni | 0.61
[8 empty] | Ellsworth AFB | 0.68
[8 empty] | Huron Rgnl AP | 0.68
[8 empty] | Mitchell (AWOS) | 0.65
[8 empty] | Mobridge | 0.71
[8 empty] | Pierre Muni AP | 0.68
[8 empty] | Rapid City Rgnl AP | 0.72
[8 empty] | Sioux Falls Foss Field | 0.67
[8 empty] | Watertown Muni Ap | 0.69
[7 empty] | Tennessee | Bristol Tri City AP | 0.4
[8 empty] | Chattanooga Lovell Field AP | 0.41
[8 empty] | Crossville Memorial AP | 0.4
[8 empty] | Dyersburg Muni AP | 0.44
[8 empty] | Jackson McKellar-Sipes Rgnl AP | 0.44
[8 empty] | Knoxville McGhee Tyson AP | 0.43
[8 empty] | Memphis Intl AP | 0.46
[8 empty] | Nashville Intl AP | 0.44
[7 empty] | Texas | Abilene Dyess AFB | 0.56
[8 empty] | Abilene Rgnl AP | 0.58
[8 empty] | Alice Intl AP | 0.48
[8 empty] | Amarillo Intl AP | 0.68
[8 empty] | Austin Mueller Muni AP | 0.41
[8 empty] | Brownsville S. Padre Isl Intl | 0.48
[8 empty] | Camp Mabry | 0.44
[8 empty] | Childress Muni AP | 0.57
[8 empty] | College Station Easterwood | 0.4
[8 empty] | Corpus Christ NAS | 0.52
[8 empty] | Corpus Christi Intl AP | 0.53
[8 empty] | Cotulla Faa AP | 0.44
[8 empty] | Cox Fld | 0.48
[8 empty] | Dalhart Muni AP | 0.67
[8 empty] | Dallas Love Field | 0.53
[8 empty] | Dallas/Addison AP | 0.53
[8 empty] | Dallas/Redbird AP | 0.5
[8 empty] | Dallas-Fort Worth Intl AP | 0.53
[8 empty] | Del Rio | 0.46
[8 empty] | Del Rio Laughlin AFB | 0.46
[8 empty] | Draughon Miller Cen | 0.5
[8 empty] | El Paso Intl AP | 0.48
[8 empty] | Fort Hood | 0.46
[8 empty] | Fort Worth Alliance | 0.49
[8 empty] | Fort Worth Meacham | 0.52
[8 empty] | Fort Worth NAS | 0.49
[8 empty] | Galveston/Scholes | 0.53
[8 empty] | Georgetown (AWOS) | 0.45
[8 empty] | Greenville/Majors | 0.44
[8 empty] | Harlingen Rio Grande Valley I | 0.49
[8 empty] | Hondo Muni AP | 0.43
[8 empty] | Houston Bush Intcont. | 0.42
[8 empty] | Houston Ellington AFB | 0.4
[8 empty] | Houston William P Hobby AP | 0.41
[8 empty] | Houston/D.W. Hooks | 0.38
[8 empty] | Killeen Muni (AWOS) | 0.47
[8 empty] | Kingsville | 0.44
[8 empty] | Laredo Intl AP | 0.55
[8 empty] | Longview Greeg County AP | 0.43
[8 empty] | Lubbock Intl AP | 0.58
[8 empty] | Lufkin Angelina Co | 0.41
[8 empty] | Marfa AP | 0.55
[8 empty] | McAllen Miller Intl AP | 0.49
[8 empty] | McGregor (AWOS) | 0.48
[8 empty] | Midland Intl AP | 0.6
[8 empty] | Mineral Wells Muni AP | 0.48
[8 empty] | Nacodoches (AWOS) | 0.37
[8 empty] | Palacios Muni AP | 0.48
[8 empty] | Port Arthur Jefferson Cnty | 0.44
[8 empty] | Randolph AFB | 0.43
[8 empty] | Robert Gray AAF | 0.49
[8 empty] | Rockport/Aransas Co | 0.45
[8 empty] | San Angelo Mathis Field | 0.52
[8 empty] | San Antonio Intl AP | 0.45
[8 empty] | San Antonio Kelly Field AFB | 0.45
[8 empty] | San Antonio/Stinson | 0.4
[8 empty] | Tyler/Pounds Fld | 0.45
[8 empty] | Victoria Rgnl AP | 0.47
[8 empty] | Waco Rgnl AP | 0.53
[8 empty] | Wichita Fall Muni AP | 0.59
[8 empty] | Wink Winkler County AP | 0.54
[7 empty] | Utah | Blanding | 0.55
[8 empty] | Bryce Cnyn Faa | 0.7
[8 empty] | Cedar City Muni AP | 0.6
[8 empty] | Delta | 0.6
[8 empty] | Hanksville | 0.5
[8 empty] | Moab/Canyonlands | 0.54
[8 empty] | Ogden Hill AFB | 0.62
[8 empty] | Ogden Hinkley AP | 0.55
[8 empty] | Provo Muni | 0.56
[8 empty] | Saint George (AWOS) | 0.49
[8 empty] | Salt Lake City Intl AP | 0.61
[8 empty] | Vernal | 0.55
[8 empty] | Wendover USAF Aux | 0.56
[7 empty] | Vermont | Burlington Intl AP | 0.61
[8 empty] | Montpelier AP | 0.56
[8 empty] | Rutland State | 0.54
[8 empty] | Springfield/Hartnes | 0.51
[7 empty] | Virginia | Abingdon | 0.43
[8 empty] | Charlottesville Faa | 0.41
[8 empty] | Danville Faa AP | 0.43
[8 empty] | Davison AAF | 0.4
[8 empty] | Dinwiddie Co | 0.4
[8 empty] | Farmville | 0.4
[8 empty] | Franklin NAAS | 0.41
[8 empty] | Hillsville | 0.48
[8 empty] | Hot Springs/Ingalls | 0.62
[8 empty] | Langley AFB | 0.49
[8 empty] | Leesburg/Godfrey | 0.44
[8 empty] | Lynchburg Rgnl AP | 0.44
[8 empty] | Manassas Muni (AWOS) | 0.46
[8 empty] | Marion/Wytheville | 0.45
[8 empty] | Martinsville | 0.4
[8 empty] | Melfa/Accomack AP | 0.45
[8 empty] | Newport News | 0.51
[8 empty] | Norfolk Intl AP | 0.55
[8 empty] | Norfolk NAS | 0.49
[8 empty] | Oceana NAS | 0.49
[8 empty] | Pulaski | 0.43
[8 empty] | Quantico MCAS | 0.45
[8 empty] | Richmond Intl AP | 0.48
[8 empty] | Roanoke Rgnl AP | 0.46
[8 empty] | Shannon AP | 0.43
[8 empty] | Staunton/Shenandoah | 0.43
[8 empty] | Virginia Tech AP | 0.43
[8 empty] | Washington DC Dulles AP | 0.47
[8 empty] | Washington DC Reagan AP | 0.51
[8 empty] | Winchester Rgnl | 0.45
[8 empty] | Wise/Lonesome Pine | 0.43
[7 empty] | Washington | Bellingham Intl AP | 0.58
[8 empty] | Bremerton Natl | 0.55
[8 empty] | Ephrata AP | 0.6
[8 empty] | Fairchild AFB | 0.63
[8 empty] | Felts Fld | 0.56
[8 empty] | Gray AAF | 0.52
[8 empty] | Hanford | 0.61
[8 empty] | Hoquiam AP | 0.61
[8 empty] | Kelso Wb AP | 0.52
[8 empty] | Moses Lake Grant Co AP | 0.55
[8 empty] | Olympia AP | 0.54
[8 empty] | Pasco | 0.54
[8 empty] | Pullman/Moscow Rgnl | 0.59
[8 empty] | Quillayute State AP | 0.56
[8 empty] | Renton Muni | 0.51
[8 empty] | Seattle Boeing Fld | 0.49
[8 empty] | Seattle Seattle-Tacoma Intl | 0.56
[8 empty] | Snohomish Co | 0.54
[8 empty] | Spokane Intl AP | 0.64
[8 empty] | Stampede Pass | 0.66
[8 empty] | Tacoma McChord AFB | 0.54
[8 empty] | Tacoma Narrows | 0.53
[8 empty] | The Dalles Muni AP | 0.61
[8 empty] | Toledo-Winlock Mem | 0.52
[8 empty] | Walla Walla City Co AP | 0.56
[8 empty] | Wenatchee/Pangborn | 0.57
[8 empty] | Whidbey Island NAS | 0.61
[8 empty] | William R Fairchild | 0.57
[8 empty] | Yakima Air Terminal | 0.57
[7 empty] | W. Virginia | Beckley Raleigh Co. Mem AP | 0.46
[8 empty] | Bluefield/Mercer Co | 0.4
[8 empty] | Charleston Yeager AP | 0.42
[8 empty] | Elkins Elkins-Randolph Co AP | 0.49
[8 empty] | Harrison Marion Rgn | 0.45
[8 empty] | Huntington Tri-State AP | 0.44
[8 empty] | Lewisburg/Greenbrie | 0.52
[8 empty] | Martinsburg Eastern Wv Reg AP | 0.44
[8 empty] | Morgantown Hart Field | 0.43
[8 empty] | Parkersburg Wood Cnty AP | 0.44
[8 empty] | Wheeling Ohio Cnty AP | 0.48
[7 empty] | Wisconsin | Antigo/Lang | 0.6
[8 empty] | Appleton/Outagamie | 0.62
[8 empty] | Eau Claire Cnty AP | 0.58
[8 empty] | Green Bay Austin Straubel Int | 0.6
[8 empty] | Janesville/Rock Co | 0.59
[8 empty] | LaCrosse Muni AP | 0.57
[8 empty] | Lone Rock Faa AP | 0.53
[8 empty] | Madison Dane Co. Reg AP | 0.61
[8 empty] | Manitowac Muni | 0.6
[8 empty] | Marshfield Muni | 0.58
[8 empty] | Milwaukee Mitchell Intl AP | 0.65
[8 empty] | Minocqua/Woodruff | 0.59
[8 empty] | Mosinee/Central Wi | 0.58
[8 empty] | Phillips/Price Co. | 0.55
[8 empty] | Rhinelander Oneida | 0.58
[8 empty] | Rice Lake Muni | 0.55
[8 empty] | Sturgeon Bay | 0.61
[8 empty] | Watertown | 0.52
[8 empty] | Wausau Muni AP | 0.58
[8 empty] | Wittman Rgnl | 0.59
[7 empty] | Wyoming | Casper Natrona Co Intl AP | 0.72
[8 empty] | Cheyenne Muni AP | 0.72
[8 empty] | Cody Muni | 0.6
[8 empty] | Evanston/Burns Fld | 0.7
[8 empty] | Gillette/Gillette C | 0.69
[8 empty] | Jackson Hole | 0.71
[8 empty] | Lander Hunt Field | 0.6
[8 empty] | Laramie Gen Brees Field | 0.76
[8 empty] | Rawlins Muni AP | 0.76
[8 empty] | Riverton Muni AP | 0.64
[8 empty] | Rock Springs AP | 0.7
[8 empty] | Sheridan Co AP | 0.61
[8 empty] | Worland Muni | 0.57
[7 empty] | Alberta | Calgary | 0.73
[8 empty] | Edmonton | 0.7
[8 empty] | Fort McMurray | 0.66
[8 empty] | Grande Prairie | 0.72
[8 empty] | Lethbridge | 0.78
[8 empty] | Medecine Hat | 0.7
[7 empty] | Br Columbia | Abbotsford | 0.55
[8 empty] | Comox | 0.62
[8 empty] | Cranbrook | 0.63
[8 empty] | Fort St. John | 0.76
[8 empty] | Kamloops | 0.57
[8 empty] | Port Hardy | 0.65
[8 empty] | Prince George | 0.64
[8 empty] | Prince Rupert | 0.7
[8 empty] | Sandspit | 0.75
[8 empty] | Smithers | 0.64
[8 empty] | Summerland | 0.57
[8 empty] | Vancouver | 0.57
[8 empty] | Victoria | 0.57
[7 empty] | Manitoba | Brandon | 0.73
[8 empty] | Churchill | 0.98
[8 empty] | The Pas | 0.73
[8 empty] | Winniped | 0.72
[7 empty] | New Brunswick | Fredericton | 0.64
[8 empty] | Miramichi | 0.66
[8 empty] | Saint John | 0.76
[7 empty] | Nwfnld | Battle Harbor | 1.05
[8 empty] | Gander | 0.83
[8 empty] | Goose Bay | 0.8
[8 empty] | St. Johns | 0.89
[8 empty] | Stephenville | 0.74
[7 empty] | NW Territ | Inuvik | 0.86
[8 empty] | Yellowknife | 0.84
[7 empty] | Nova Scotia | Greenwood | 0.66
[8 empty] | Sable Island | 0.84
[8 empty] | Shearwater | 0.63
[8 empty] | Sydney | 0.82
[8 empty] | Truro | 0.67
[7 empty] | Nunavut | Resolute | 1.28
[7 empty] | Ontario | Kingston | 0.67
[8 empty] | London | 0.59
[8 empty] | Mount Forest | 0.63
[8 empty] | Muskoka | 0.61
[8 empty] | North Bay | 0.62
[8 empty] | Ottawa | 0.59
[8 empty] | Sault Ste Marie | 0.67
[8 empty] | Simcoe | 0.61
[8 empty] | Thunder Bay | 0.69
[8 empty] | Timmins | 0.69
[8 empty] | Toronto | 0.58
[8 empty] | Trenton | 0.61
[8 empty] | Windsor | 0.57
[7 empty] | PEI | Charlottestown | 0.7
[7 empty] | Quebec | Bagotville | 0.7
[8 empty] | Baie Comeau | 0.77
[8 empty] | Grindstone Island | 1
[8 empty] | Kuujjuarapik | 0.94
[8 empty] | Kuujuaq | 0.93
[8 empty] | La Grande Riviere | 0.83
[8 empty] | Lake Eon | 0.82
[8 empty] | Mont Joli | 0.77
[8 empty] | Montreal Intl AP | 0.6
[8 empty] | Montreal Jean Brebeuf | 0.56
[8 empty] | Montreal Mirabel | 0.57
[8 empty] | Nitchequon | 0.87
[8 empty] | Quebec | 0.62
[8 empty] | Riviere Du Loup | 0.69
[8 empty] | Roberval | 0.73
[8 empty] | Schefferville | 0.9
[8 empty] | Sept-Iles | 0.76
[8 empty] | Sherbrooke | 0.61
[8 empty] | St. Hubert | 0.66
[8 empty] | Ste Agathe des Monts | 0.61
[8 empty] | Val d Or | 0.71
[7 empty] | Saskatchewan | Estevan | 0.78
[8 empty] | North Battleford | 0.72
[8 empty] | Regina | 0.8
[8 empty] | Saskatoon | 0.75
[8 empty] | Swift Current | 0.81
[7 empty] | Yukon | Whitehorse | 0.77

## Intermittent Control
Whole Building Ventilation Intermittent Control
All information with PINK fill is generated automatically.
Enter the total cycle time (total On plus Off time).
Enter the cfm fan to be used, sheet will calculate required ON time
or
Enter the desired fractional on time (half time would be .5)
and the sheet will calculate the cfm of the fan required.
House is in: | , | NewJersey
Square feet: | 0
# of Bedrooms: | 0
# of Stories: | 0
Continuous Whole Building Ventilation Required
| Start | Finish
Existing Bldg | #N/A | #N/A
New Building | #N/A | #N/A
For Intermittent Operation
EnterTotal cycle Time Time On + Time Off: | 2 | Hour(s)
Existing House | Start | Finish
Enter installed fan CFM:
Minutes on: | #N/A | #N/A
Minutes off: | #N/A | #N/A
OR | Start | Finish
Enter desired fractional on-time:
Fan cfm Required: | #N/A | #N/A
Minutes on: | 0 | 0
Minutes off: | 120 | 120
New House | Start | Finish
Enter installed fan CFM: | 80
Minutes on: | #N/A | #N/A
Minutes off: | #N/A | #N/A
OR | Start | Finish
Enter desired fractional on-time: |  |  | #N/A
Fan cfm Required: | #N/A | #N/A
Minutes on: | 0 | 0
Minutes off: | 120 | 120
Clear Entries

## IntCalc (hidden)
| e, ventilation effectiveness | [8 empty] | N, turnover
|  |  | 1 | 2 | 3 | 4 | 5 | 6 | 7 | 8 | 9 | 10 | 11 | 12 | 13 | 14 | 15
| (actual) |  | 0 | 1 | 1.5 | 2 | 2.5 | 3 | 3.5 | 4 | 5 | 6 | 8 | 12 | 20 | 40 | 100
| (adjusted for lookup) |  |  | 0 | 1 | 1.5 | 2 | 2.5 | 3 | 3.5 | 4 | 5 | 6 | 8 | 12 | 20 | 40 | 100
| 17 | 0 | 1: 1; 2: 0.95; 3: 0.88; 4: 0.78; 5: 0.6; 6: 0
| 16 | 0.05 | 1: 1; 2: 0.96; 3: 0.9; 4: 0.81; 5: 0.67; 6: 0.41; 7: 0
| 15 | 0.1 | 1: 1; 2: 0.96; 3: 0.91; 4: 0.83; 5: 0.72; 6: 0.55; 7: 0.21; N, turnover 8: 0
f, fractional on-time | 14 | 0.15 | 1 | 0.96 | 0.92 | 0.85 | 0.76 | 0.63 | 0.44 | 0.18 | 0
| 13 | 0.2 | 1 | 0.97 | 0.93 | 0.87 | 0.79 | 0.69 | 0.56 | 0.4 | 0.03 | 0
| 12 | 0.25 | 1 | 0.97 | 0.94 | 0.89 | 0.82 | 0.74 | 0.64 | 0.53 | 0.26 | 0.02 | 0
| 11 | 0.3 | 1 | 0.98 | 0.95 | 0.9 | 0.85 | 0.78 | 0.71 | 0.62 | 0.472 | 0.24 | 0
| 10 | 0.35 | 1 | 0.98 | 0.95 | 0.92 | 0.87 | 0.82 | 0.76 | 0.69 | 0.54 | 0.39 | 0.14 | 0
| 9 | 0.4 | 1 | 0.98 | 0.96 | 0.93 | 0.89 | 0.85 | 0.8 | 0.75 | 0.63 | 0.52 | 0.32 | 0.02 | 0
| 8 | 0.45 | 1 | 0.99 | 0.97 | 0.94 | 0.91 | 0.88 | 0.84 | 0.79 | 0.7 | 0.61 | 0.45 | 0.21 | 0
| 7 | 0.5 | 1 | 0.99 | 0.97 | 0.95 | 0.93 | 0.9 | 0.87 | 0.83 | 0.76 | 0.69 | 0.57 | 0.37 | 0.13 | 0 | 0
| 6 | 0.6 | 1 | 0.99 | 0.98 | 0.97 | 0.96 | 0.94 | 0.92 | 0.9 | 0.86 | 0.81 | 0.74 | 0.61 | 0.45 | 0.27 | 0.14
| 5 | 0.7 | 1 | 1 | 0.99 | 0.98 | 0.98 | 0.97 | 0.96 | 0.94 | 0.92 | 0.9 | 0.85 | 0.78 | 0.68 | 0.55 | 0.46
| 4 | 0.8 | 1 | 1 | 1 | 0.99 | 0.99 | 0.99 | 0.98 | 0.98 | 0.97 | 0.96 | 0.94 | 0.9 | 0.85 | 0.77 | 0.7
| 3 | 0.9 | 1 | 1 | 1 | 1 | 1 | 1 | 1 | 0.99 | 0.99 | 0.99 | 0.98 | 0.97 | 0.96 | 0.93 | 0.88
| 2 | 1 | bar: 1 to N, turnover 15
(New) row number main lookup table | Qon NSt | e | Qon Nfin | e | QonExtS | e | QonExtF | e | f | (Existing) row number main lookup table | Qon | e | f
[18 empty] | N New St | N New Fin | NExist St | Nexist Fin | bar: 7; N, turnover 11
17 | #N/A | #N/A | #N/A | #N/A | #N/A | #N/A | #N/A | #N/A | 0.9 | 17 | 55 | 1 | 0.9 |  |  | 1
16 | #N/A | #N/A | #N/A | #N/A | #N/A | #N/A | #N/A | #N/A | 0.8 | 16 | 61.1111 | 1 | 0.8 |  |  | 2 | 0 | 0.95 | 0.95 | 0.95 | 0.95
15 | #N/A | #N/A | #N/A | #N/A | #N/A | #N/A | #N/A | #N/A | 0.7 | 15 | 68.75 | 1 | 0.7 |  |  | 3 | 0.05 | 0.96 | 0.96 | 0.96 | 0.96
14 | #N/A | #N/A | #N/A | #N/A | #N/A | #N/A | #N/A | #N/A | 0.6 | 14 | 78.5714 | 1 | 0.6 |  |  | 4 | 0.1 | 0.96 | 0.96 | 0.96 | 0.96
13 | #N/A | #N/A | #N/A | #N/A | #N/A | #N/A | #N/A | #N/A | 0.5 | 13 | 92.5926 | 0.99 | 0.5 |  |  | 5 | 0.15 | 0.96 | 0.96 | 0.96 | 0.96
12 | #N/A | #N/A | #N/A | #N/A | #N/A | #N/A | #N/A | #N/A | 0.45 | 12 | 111.1111 | 0.99 | 0.45 |  |  | 6 | 0.2 | 0.97 | 0.97 | 0.97 | 0.97
11 | #N/A | #N/A | #N/A | #N/A | #N/A | #N/A | #N/A | #N/A | 0.4 | 11 | 123.4568 | 0.99 | 0.4 |  |  | 7 | 0.25 | 0.97 | 0.97 | 0.97 | 0.97
10 | #N/A | #N/A | #N/A | #N/A | #N/A | #N/A | #N/A | #N/A | 0.35 | 10 | 140.3061 | 0.98 | 0.35 |  |  | 8 | 0.3 | 0.98 | 0.98 | 0.98 | 0.98
9 | #N/A | #N/A | #N/A | #N/A | #N/A | #N/A | #N/A | #N/A | 0.3 | 9 | 160.3499 | 0.98 | 0.3 |  |  | 9 | 0.35 | 0.98 | 0.98 | 0.98 | 0.98
8 | #N/A | #N/A | #N/A | #N/A | #N/A | #N/A | #N/A | #N/A | 0.25 | 8 | 187.0748 | 0.98 | 0.25 |  |  | 10 | 0.4 | 0.98 | 0.98 | 0.98 | 0.98
7 | #N/A | #N/A | #N/A | #N/A | #N/A | #N/A | #N/A | #N/A | 0.2 | 7 | 226.8041 | 0.97 | 0.2 |  |  | 11 | 0.45 | 0.99 | 0.99 | 0.99 | 0.99
6 | #N/A | #N/A | #N/A | #N/A | #N/A | #N/A | #N/A | #N/A | 0.15 | 6 | 283.5052 | 0.97 | 0.15 |  |  | 12 | 0.5 | 0.99 | 0.99 | 0.99 | 0.99
5 | #N/A | #N/A | #N/A | #N/A | #N/A | #N/A | #N/A | #N/A | 0.1 | 5 | 381.9444 | 0.96 | 0.1 |  |  | 13 | 0.6 | 0.99 | 0.99 | 0.99 | 0.99
4 | #N/A | #N/A | #N/A | #N/A | #N/A | #N/A | #N/A | #N/A | 0.05 | 4 | 572.9167 | 0.96 | 0.05 |  |  | 14 | 0.7 | 1 | 1 | 1 | 1
3 | #N/A | #N/A | #N/A | #N/A | #N/A | #N/A | #N/A | #N/A | 0.01 | 3 | 1145.8333 | 0.96 | 0.01 |  |  | 15 | 0.8 | 1 | 1 | 1 | 1
2 | #N/A | #N/A | #N/A | #N/A | #N/A | #N/A | #N/A | #N/A |  | 2 | 5789.4737 | 0.95 |  |  |  | 16 | 0.9 | 1 | 1 | 1 | 1
|  |  | N, turnover 14: 17; N, turnover 15: 1 | 1 | 1 | 1 | 1
e
Cycle time (Hours (Tcyc)) |  | 2 | 5: NewSt; 6: New Fin; 7: Exist St; N, turnover 8: Exist Fin; N, turnover 12: "F"; N, turnover 13: Column
House Size, sf |  | 0 | 4: 17; 5: #N/A; 6: #N/A; 7: #N/A; N, turnover 8: #N/A; N, turnover 10: WORKING; N, turnover 12: 0; N, turnover 13: 3
# of Bedrooms |  | 0 | 4: 16; 5: #N/A; 6: #N/A; 7: #N/A; N, turnover 8: #N/A; N, turnover 12: 0.05; N, turnover 13: 4
|  | Start | 1: Finish; 4: 15; 5: #N/A; 6: #N/A; 7: #N/A; N, turnover 8: #N/A; N, turnover 12: 0.1; N, turnover 13: 5
Qfan | Existing | #N/A | 1: #N/A; 4: 14; 5: #N/A; 6: #N/A; 7: #N/A; N, turnover 8: #N/A; N, turnover 12: 0.15; N, turnover 13: 6
| New | #N/A | 1: #N/A; 4: 13; 5: #N/A; 6: #N/A; 7: #N/A; N, turnover 8: #N/A; N, turnover 12: 0.2; N, turnover 13: 7
[6 empty] | 12 | #N/A | #N/A | #N/A | #N/A |  |  |  | 0.25 | 8
Fan to Use | Existing | 0 | 1: 0; 4: 11; 5: #N/A; 6: #N/A; 7: #N/A; N, turnover 8: #N/A; N, turnover 12: 0.3; N, turnover 13: 9
| New | 80 | 1: 0; 4: 10; 5: #N/A; 6: #N/A; 7: #N/A; N, turnover 8: #N/A; N, turnover 12: 0.35; N, turnover 13: 10
[6 empty] | 9 | #N/A | #N/A | #N/A | #N/A |  |  |  | 0.4 | 11
N,turnover | Existing | #N/A | 1: #N/A; 4: 8; 5: #N/A; 6: #N/A; 7: #N/A; N, turnover 8: #N/A; N, turnover 12: 0.45; N, turnover 13: 12
| New | #N/A | #N/A | Note: Added .5 to these values to increase them to the next N value. 81012 |  | 7 | #N/A | #N/A | #N/A | #N/A |  |  |  | 0.5 | 13
[6 empty] | 6 | #N/A | #N/A | #N/A | #N/A |  |  |  | 0.6 | 14
Man Entry | Existing | 0 | 1: 0; 4: 5; 5: #N/A; 6: #N/A; 7: #N/A; N, turnover 8: #N/A; N, turnover 12: 0.7; N, turnover 13: 15
On time | New | 0 | 1: 0; 4: 4; 5: #N/A; 6: #N/A; 7: #N/A; N, turnover 8: #N/A; N, turnover 12: 0.8; N, turnover 13: 16
[6 empty] | 3 | #N/A | #N/A | #N/A | #N/A |  |  |  | 0.9 | 17
Fan Size | Existing | #N/A | 1: #N/A; 4: 2; 5: #N/A; 6: #N/A; 7: #N/A; N, turnover 8: #N/A; N, turnover 12: 1; N, turnover 13: 18
| New | #N/A | 1: #N/A
e | Existing | #N/A | 1: #N/A; 6: Columns; N, turnover 10: To figure E from Qon
| New | #N/A | 1: #N/A; 6: Start; 7: Finish; N, turnover 10: Assume
[7 empty] | Existing | 3 | 3 |  |  | Qfan | #N/A
Fan Ent. Run Time | Existing | #N/A | 1: #N/A; 5: New; 6: 3; 7: 3; N, turnover 10: Qon; N, turnover 11: 0
| New | #N/A | 1: #N/A; N, turnover 10: F; N, turnover 11: #N/A
[5 empty] | Run time greater than hour | [6 empty] | Min On | #N/A
Minutes on | Existing | #N/A | 1: #N/A; 3: #N/A; 4: #N/A
| New | #N/A | 1: #N/A; 3: #N/A; 4: #N/A
Long Design |  |  | 5: Selected; 7: row number in main lookup table; N, turnover 8: Qon; N, turnover 9: e; N, turnover 10: f; N, turnover 12: Fan Size
[7 empty] | New | Exist |  |  |  | 1 |  | Fract On
|  | house size, sf |  | 0 |  | fract. On | 0 | 0 | 17 | #N/A | #N/A | 0.9 |  | 1 | #N/A
|  | # bedrooms | 2: 0; 4: e:; 7: 16; N, turnover 8: #N/A; N, turnover 9: #N/A; N, turnover 10: 0.8; N, turnover 12: 0.95; N, turnover 13: #N/A
|  | Qfan, cfm | 2: 7.5; 7: 15; N, turnover 8: #N/A; N, turnover 9: #N/A; N, turnover 10: 0.7; N, turnover 12: 0.9; N, turnover 13: #N/A
|  | cycle time, hours |  | 1 |  | Fan Size: |  | cfm | 14 | #N/A | #N/A | 0.6 |  | 0.85 | #N/A
|  | f, fractional on time |  | 0 | 0 | max 20% overventilation adj |  |  | 13 | #N/A | #N/A | 0.5 |  | 0.8 | #N/A
|  | N, turnover | 2: #DIV/0!; 7: 12; N, turnover 8: #N/A; N, turnover 9: #N/A; N, turnover 10: 0.45; N, turnover 12: 0.75; N, turnover 13: #N/A
|  | f, fractional on time | 2: #N/A; 7: 11; N, turnover 8: #N/A; N, turnover 9: #N/A; N, turnover 10: 0.4; N, turnover 12: 0.7; N, turnover 13: #N/A
|  | hours/cycle | 2: #N/A; 7: 10; N, turnover 8: #N/A; N, turnover 9: #N/A; N, turnover 10: 0.35; N, turnover 12: 0.65; N, turnover 13: #N/A
|  | minutes/cycle | 2: #N/A; 5: 0; 7: 9; N, turnover 8: #N/A; N, turnover 9: #N/A; N, turnover 10: 0.3; N, turnover 12: 0.6; N, turnover 13: #N/A
[9 empty] | 8 | #N/A | #N/A | 0.25 |  | 0.55 | #N/A
|  | f | 2: 0; 7: 7; N, turnover 8: #N/A; N, turnover 9: #N/A; N, turnover 10: 0.2; N, turnover 12: 0.5; N, turnover 13: #N/A
[9 empty] | 6 | #N/A | #N/A | 0.15 |  | 0.45 | #N/A
[9 empty] | 5 | #N/A | #N/A | 0.1 |  | 0.4 | #N/A
[9 empty] | 4 | #N/A | #N/A | 0.05 |  | 0.35 | #N/A
[9 empty] | 3 | #N/A | #N/A | 0.01 |  | 0.3 | #N/A
[9 empty] | 2 | #N/A | #N/A |  |  | 0.25 | #N/A
[14 empty] | 0.2 | #N/A
[14 empty] | 0.15 | #N/A
[14 empty] | 0.1 | #N/A
[14 empty] | 0.05 | #N/A
[14 empty] | 0.01 | #N/A

## Sheet3 (hidden)
|  | e, ventilation effectiveness | [8 empty] | N, turnover
|  | (actual) |  | 0 | 1 | 1.5 | 2 | 2.5 | 3 | 3.5 | 4 | 5 | 6 | 8 | 12 | 20 | 40 | 100
|  | 1 | 0 | 1 | 0.95 | 0.88 | 0.78 | 0.6 | 0
|  | 2 | 0.05 | 1 | 0.96 | 0.9 | 0.81 | 0.67 | 0.41 | 0
|  | 3 | 0.1 | 1 | 0.96 | 0.91 | 0.83 | 0.72 | 0.55 | 0.21 | 0
|  | 4 | 0.15 | 1 | 0.96 | 0.92 | 0.85 | 0.76 | 0.63 | 0.44 | 0.18 | 0
|  | 5 | 0.2 | 1 | 0.97 | 0.93 | 0.87 | 0.79 | 0.69 | 0.56 | 0.4 | 0.03 | 0
|  | 6 | 0.25 | 1 | 0.97 | 0.94 | 0.89 | 0.82 | 0.74 | 0.64 | 0.53 | 0.26 | 0.02 | 0
|  | 7 | 0.3 | 1 | 0.98 | 0.95 | 0.9 | 0.85 | 0.78 | 0.71 | 0.62 | 0.472 | 0.24 | 0
|  | 8 | 0.35 | 1 | 0.98 | 0.95 | 0.92 | 0.87 | 0.82 | 0.76 | 0.69 | 0.54 | 0.39 | 0.14 | 0
|  | 9 | 0.4 | 1 | 0.98 | 0.96 | 0.93 | 0.89 | 0.85 | 0.8 | 0.75 | 0.63 | 0.52 | 0.32 | 0.02 | 0
|  | 10 | 0.45 | 1 | 0.99 | 0.97 | 0.94 | 0.91 | 0.88 | 0.84 | 0.79 | 0.7 | 0.61 | 0.45 | 0.21 | 0
|  | 11 | 0.5 | 1 | 0.99 | 0.97 | 0.95 | 0.93 | 0.9 | 0.87 | 0.83 | 0.76 | 0.69 | 0.57 | 0.37 | 0.13 | 0 | 0
|  | 12 | 0.6 | 1 | 0.99 | 0.98 | 0.97 | 0.96 | 0.94 | 0.92 | 0.9 | 0.86 | 0.81 | 0.74 | 0.61 | 0.45 | 0.27 | 0.14
|  | 13 | 0.7 | 1 | 1 | 0.99 | 0.98 | 0.98 | 0.97 | 0.96 | 0.94 | 0.92 | 0.9 | 0.85 | 0.78 | 0.68 | 0.55 | 0.46
|  | 14 | 0.8 | 1 | 1 | 1 | 0.99 | 0.99 | 0.99 | 0.98 | 0.98 | 0.97 | 0.96 | 0.94 | 0.9 | 0.85 | 0.77 | 0.7
|  | 15 | 0.9 | 1 | 1 | 1 | 1 | 1 | 1 | 1 | 0.99 | 0.99 | 0.99 | 0.98 | 0.97 | 0.96 | 0.93 | 0.88
|  | 16 | 1 | 1 | 1 | 1 | 1 | 1 | 1 | 1 | 1 | 1 | 1 | 1 | 1 | 1 | 1 | 1
|  |  | 0 | 2
|  |  | 0.05 | 3
|  |  | 0.1 | 4
|  |  | 0.15 | 5
|  |  | 0.2 | 6
|  |  | 0.25 | 7
|  |  | 0.3 | 8
|  |  | 0.35 | 9
|  |  | 0.4 | 10
|  |  | 0.45 | 11
|  |  | 0.5 | 12
|  |  | 0.6 | 13
|  |  | 0.7 | 14
|  |  | 0.8 | 15
|  |  | 0.9 | 16
|  |  | 1 | 17
| F |  |  |  |  | E value
| Start | Finish | Column |  |  | Start | Finish
Existing | 0 | 0 | 2 | 2 |  | #N/A | #N/A
New | 0 | 0 | 2 | 2 |  | #N/A | #N/A
N Value
Existing | #N/A | #N/A
New | #N/A | #N/A

## Sheet1 (hidden)
State | $Kwh2010
Alabama | 0.106
Alaska | 0.166
Alberta | 0.10463
Arizona | 0.1106
Arkansas | 0.09
BritColumbia | 0.08271
California | 0.153
Colorado | 0.1123
Connecticut | 0.193
Delaware | 0.1372
Florida | 0.1131
Georgia | 0.1015
Hawaii | 0.2773
Idaho | 0.0804
Illinois | 0.1142
Indiana | 0.091
Iowa | 0.1017
Kansas | 0.0999
Kentucky | 0.0829
Louisiana | 0.0899
Maine | 0.1548
Manitoba | 0.07305
Maryland | 0.147
Massachusetts | 0.1529
Michigan | 0.1248
Minnesota | 0.1022
Mississippi | 0.0983
Missouri | 0.0894
Montana | 0.0899
Nebraska | 0.0888
Nevada | 0.1243
NewBrunswick | 0.11843
Newfoundland | 0.10986
NewHampshire | 0.1606
NewJersey | 0.1655
NewMexico | 0.1073
NewYork | 0.1863
NoCarolina | 0.1013
NoDakota | 0.0797
NovaScotia | 0.13623
NWTerritories
Ohio | 0.1118
Oklahoma | 0.0906
Ontario | 0.14306
Oregon | 0.088
PEI | 0.14507
Pennsylvania | 0.1279
PuertoRico
Quebec | 0.06821
RhodeIsland | 0.1599
Saskatchewan | 0.12537
SoCarolina | 0.1021
SoDakota | 0.0878
Tennessee | 0.0897
Texas | 0.1195
Utah | 0.0886
Vermont | 0.1536
Virginia | 0.1052
Washington | 0.0797
WestVirginia | 0.0862
Wisconsin | 0.1237
Wyoming | 0.0864
Yukon

## Sheet2 (hidden)
[26 empty] | Iowa |  | Kansas |  | Kentucky |  | Louisiana |  | Maine |  | Maryland |  | Massachusetts |  | Michigan |  | Minnesota |  | Mississippi |  | Missouri |  | Montana |  | Nebraska |  | Nevada |  | New Hampshire |  | New Jersey |  | New Mexico |  | NY |  | North Carolina |  | North Dakota |  | Ohio |  | Oklahoma |  | Oregon |  | Pennsylvannia |  | Puerto Rico |  | Rhode Island |  | South Carolina |  | South Dakota |  | Tennessee |  | Texas |  | Utah |  | Vermont |  | Virginia |  | Washington State |  | West Virginia |  | Wisconsin |  | Wyoming |  | Alberta |  | British Columbia |  | Manitoba |  | Newfoundland |  | Nova Scotia |  | Ontario |  | Quebec |  | Saskatchewan
Adak NAS | 0.89 | Casa Granda | 0.45 | Batesville (AWOS) | 0.41 | Alturas | 0.59 | Akron Washington Co AP | 0.67 | Bridgeport Sikorsky Memorial | 0.59 | Dover AFB | 0.47 | Crestview Bob Sikes AP | 0.35 | Albany Dougherty County AP | 0.38 | Barbers Point NAS | 0.35 | Boise Air Terminal (UO) | 0.56 | Aurora Municipal | 0.57 | Delaware Co Johnson | 0.53 | Algona | 0.59 | Chanute Martin Johnson AP | 0.54 | Bowling Green Warren Co | 0.43 | Alexandria Esler Reg AP | 0.36 | Auburn-Lewiston | 0.56 | Andrews AFB | 0.49 | Barnstable Muni Boa | 0.6 | Alpena County Regional AP | 0.61 | Aitkin Ndb (AWOS) | 0.58 | Columbus AFB | 0.42 | Cape Girardeau Muni AP | 0.47 | Billings Logan Intl AP | 0.66 | Ainsworth Muni | 0.66 | Elko Muni AP | 0.6 | Berlin Muni | 0.57 | Atlantic City Intl AP | 0.53 | Albuquerque Intl AP | 0.54 | Adirondack Rgnl | 0.59 | Asheville Rgnl AP | 0.47 | Bismarck Muni AP | 0.67 | Akron Akron-Canton Reg AP | 0.56 | Altus AFB | 0.55 | Astoria Rgnl AP | 0.61 | Allentown Lehigh Valley Intl | 0.55 | Aquadillo/Borinquen | 0.41 | Block Island State AP | 0.6 | Anderson County AP | 0.44 | Aberdeen Rgnl AP | 0.66 | Bristol Tri City AP | 0.4 | Abilene Dyess AFB | 0.56 | Blanding | 0.55 | Burlington Intl AP | 0.61 | Abingdon | 0.43 | Bellingham Intl AP | 0.58 | Beckley Raleigh Co. Mem AP | 0.46 | Antigo/Lang | 0.6 | Casper Natrona Co Intl AP | 0.72 | Calgary | 0.73 | Abbotsford | 0.55 | Brandon | 0.73 | Battle Harbor | 1.05 | Greenwood | 0.66 | Kingston | 0.67 | Bagotville | 0.7 | Estevan | 0.78
Ambler | 0.78 | Davis Monthan AFB | 0.45 | Bentonville (AWOS) | 0.46 | Arcata AP | 0.56 | Alamosa San Luis Valley Rgnl | 0.67 | Danbury Municipal | 0.51 | Wilmington New Castle Cnt AP | 0.52 | Daytona Beach Intl AP | 0.37 | Alma Bacon Cnty AP | 0.37 | Hilo Intl AP | 0.29 | Burley Municipal AP | 0.6 | Belleville Scott AFB | 0.48 | Evansville Regional AP | 0.48 | Atlantic | 0.54 | Concordia Blosser Muni AP | 0.63 | Cincinnati Norther Ky AP | 0.5 | Barksdale AFB | 0.39 | Augusta Airport | 0.58 | Baltimore Blt-Washington Intl | 0.5 | Beverly Muni | 0.58 | Ann Arbor Muni | 0.56 | Albert Lea (AWOS) | 0.55 | Golden Tri (AWOS) | 0.4 | Columbia Regional AP | 0.54 | Bozeman Gallatin Field | 0.62 | Alliance Muni | 0.71 | Ely Yelland Field | 0.68 | Concord Muni AP | 0.55 | Belmar Asc | 0.52 | Carlsbad Cavern City Air Term | 0.52 | Albany County AP | 0.61 | Cape Hatteras Nws Bldg | 0.49 | Devils Lake (AWOS) | 0.69 | Burke Lakefront | 0.61 | Bartlesville/Philli | 0.48 | Aurora State | 0.48 | Altoona Blair Co AP | 0.51 | Eugenio Maria De Ho | 0.32 | Pawtucket | 0.49 | Beaufort MCAS | 0.39 | Brookings (AWOS) | 0.63 | Chattanooga Lovell Field AP | 0.41 | Abilene Rgnl AP | 0.58 | Bryce Cnyn Faa | 0.7 | Montpelier AP | 0.56 | Charlottesville Faa | 0.41 | Bremerton Natl | 0.55 | Bluefield/Mercer Co | 0.4 | Appleton/Outagamie | 0.62 | Cheyenne Muni AP | 0.72 | Edmonton | 0.7 | Comox | 0.62 | Churchill | 0.98 | Gander | 0.83 | Sable Island | 0.84 | London | 0.59 | Baie Comeau | 0.77 | North Battleford | 0.72
Anaktuvuk Pass | 0.93 | Deer Valley/Phoenix | 0.45 | El Dorado Goodwin Fld | 0.41 | Bakersfield Meadows Field | 0.43 | Aspen Pitkin Co. Sar | 0.64 | Groton New London AP | 0.53 |  |  | Fort Lauderdale | 0.4 | Athens Ben Epps AP | 0.4 | Honolulu Intl AP | 0.42 | Caldwell (AWOS) | 0.55 | Cahokia/St. Louis | 0.45 | Fort Wayne Intl AP | 0.57 | Boone Muni | 0.57 | Dodge City Regional AP | 0.75 | Fort Campbell AAF | 0.44 | Baton Rouge Ryan AP | 0.39 | Bangor Intl AP | 0.58 | Hagerstown Rgnl Ric | 0.46 | Boston Logan Intl AP | 0.66 | Battle Creek Kellogg AP | 0.55 | Alexandria Muni AP | 0.67 | Greenville Muni | 0.44 | Farmington | 0.45 | Butte Bert Mooney AP | 0.68 | Beatrice Muni | 0.58 | Fallon NAAS | 0.54 | Dillant Hopkins | 0.5 | Caldwell/Essex Co. | 0.44 | Clayton Muni AP | 0.66 | Binghamton Edwin A Link Field | 0.61 | Charlotte Douglass Intl AP | 0.43 | Dickinson Muni AP | 0.76 | Cincinnati Muni AP Lunki | 0.47 | Clinton-Sherman | 0.63 | Baker Muni AP | 0.63 | Bradford Rgnl AP | 0.6 | Mercedita | 0.35 | Providence TF Green | 0.58 | Charleston Intl AP | 0.43 | Chan Gurney Muni | 0.61 | Crossville Memorial AP | 0.4 | Alice Intl AP | 0.48 | Cedar City Muni AP | 0.6 | Rutland State | 0.54 | Danville Faa AP | 0.43 | Ephrata AP | 0.6 | Charleston Yeager AP | 0.42 | Eau Claire Cnty AP | 0.58 | Cody Muni | 0.6 | Fort McMurray | 0.66 | Cranbrook | 0.63 | The Pas | 0.73 | Goose Bay | 0.8 | Shearwater | 0.63 | Mount Forest | 0.63 | Grindstone Island | 1 | Regina | 0.8
Anchorage Intl AP | 0.71 | Douglas Intl AP | 0.48 | Fayettevielle Drake Fld | 0.44 | Beale AFB | 0.45 | Aurora Buckley Field ANGB | 0.6 | Hartford Bradley Intl AP | 0.53 |  |  | Fort Lauderdale Hollywood Int | 0.41 | Atlanta Harsfield Intl AP | 0.46 | Kahului AP | 0.48 | Coeur D'Alene (AWOS) | 0.6 | Central Illinois RG | 0.6 | Grissom Arb | 0.54 | Burlington Muni AP | 0.54 | Emporia Municipal AP | 0.61 | Fort Knox Godman AAF | 0.45 | Fort Polk AAF | 0.36 | Bar Harbor (AWOS) | 0.62 | Patuxent River NAS | 0.45 | Chicopee Falls Westo | 0.49 | Benton Harbor/Ross | 0.53 | Austin Muni | 0.55 | Greenwood Leflore AP | 0.41 | Ft. Lnrd Wd AAF | 0.44 | Cut Bank Muni AP | 0.76 | Bellevue Offutt AFB | 0.51 | Las Vegas McCarran Intl AP | 0.55 | Laconia Muni (AWOS) | 0.54 | Cape May Co | 0.49 | Clovis Cannon AFB | 0.63 | Buffalo Niagara Intl AP | 0.65 | Cherry Point MCAS | 0.46 | Fargo Hector Intl AP | 0.69 | Cleveland Hoopkins Intl AP | 0.58 | Fort Sill Post Field Af | 0.56 | Burns Muni AP | 0.61 | Butler Co (AWOS) | 0.47 | Roosevelt Roads | 0.42 |  |  | Columbia Metro AP | 0.41 | Ellsworth AFB | 0.68 | Dyersburg Muni AP | 0.44 | Amarillo Intl AP | 0.68 | Delta | 0.6 | Springfield/Hartnes | 0.51 | Davison AAF | 0.4 | Fairchild AFB | 0.63 | Elkins Elkins-Randolph Co AP | 0.49 | Green Bay Austin Straubel Int | 0.6 | Evanston/Burns Fld | 0.7 | Grande Prairie | 0.72 | Fort St. John | 0.76 | Winniped | 0.72 | St. Johns | 0.89 | Sydney | 0.82 | Muskoka | 0.61 | Kuujjuarapik | 0.94 | Saskatoon | 0.75
Anchorage Merrill Field | 0.61 | Flagstaff Pulliam AP | 0.59 | Flippin (AWOS) | 0.39 | Bishop AP | 0.55 | Broomfield/Jeffco | 0.58 | Hartford Brainard Fd | 0.48 |  |  | Fort Myers Page Field | 0.35 | Augusta Bush Field | 0.41 | Kaneohe Bay MCAS | 0.35 | Hailey/Friedman Mem | 0.61 | Chicago Midway AP | 0.56 | Huntingburg | 0.45 | Carroll | 0.57 | Fort Riley Marshall AAF | 0.5 | Henderson City | 0.47 | Houma-Terrebonne | 0.37 | Brunswick NAS | 0.59 | Salisbury Wicomico Co AP | 0.47 | Lawrence Muni | 0.55 | Cadillac Wexford Co AP | 0.58 | Baudette Intl AP | 0.62 | GulportBiloxi Intl | 0.38 | Jefferson City Mem | 0.46 | Glasgow Intl AP | 0.7 | Brewster Field AP | 0.62 | Lovelock Derby Field | 0.57 | Lebanon Muni | 0.52 | McGuire AFB | 0.48 | Clovis Muni (AWOS) | 0.64 | Elmira Corning Rgl AP | 0.52 | Dare Co. Rgnl | 0.5 | Grand Forks Af | 0.7 | Columbus Port Columbus Intl AP | 0.49 | Gage AP | 0.65 | Corvallis Muni | 0.53 | Dubois Faa AP | 0.56 | San Juan Intl AP | 0.38 |  |  | Florence Rgnl AP | 0.41 | Huron Rgnl AP | 0.68 | Jackson McKellar-Sipes Rgnl AP | 0.44 | Austin Mueller Muni AP | 0.41 | Hanksville | 0.5 |  |  | Dinwiddie Co | 0.4 | Felts Fld | 0.56 | Harrison Marion Rgn | 0.45 | Janesville/Rock Co | 0.59 | Gillette/Gillette C | 0.69 | Lethbridge | 0.78 | Kamloops | 0.57 |  |  | Stephenville | 0.74 | Truro | 0.67 | North Bay | 0.62 | Kuujuaq | 0.93 | Swift Current | 0.81
Anchorage/Elmendorf | 0.66 | Grand Canyon Natl P | 0.61 | Fort Smith Regional AP | 0.45 | Blue Canyon AP | 0.44 | Colorado Springs Muni AP | 0.63 | New Haven Tweed AP | 0.52 |  |  | Gainesville Regional AP | 0.38 | Brunswick Golden Is | 0.4 | Kapalua | 0.55 | Idaho Falls Fanning Field | 0.68 | Chicago Ohare Intl AP | 0.6 | Indianapolis Intl AP | 0.54 | Cedar Rapids Municipal AP | 0.56 | Garden City Municipal AP | 0.69 | Jackson Julian Carroll AP | 0.38 | Lafayette Regional AP | 0.42 | Caribou Muni AP | 0.66 |  |  | Marthas Vineyard | 0.59 | Chippewa Co Intl | 0.66 | Bemidji Muni | 0.62 | Hattiesburg Laurel | 0.35 | Joplin Muni AP | 0.53 | Glendive (AWOS) | 0.69 | Broken Bow Muni | 0.66 | Mercury Desert Rock AP | 0.55 | Manchester AP | 0.5 | Millville Muni AP | 0.44 | Deming Muni | 0.52 | Fort Drum/Wheeler-S | 0.61 | Elizabeth City Coast Guard Ai | 0.5 | Grand Forks Intl AP | 0.66 | Dayton Intl AP | 0.54 | Hobart Muni AP | 0.67 | Eugene Mahlon Sweet AP | 0.56 | Erie Intl AP | 0.62 | San Juan LM Marin Intl AP | 0.36 |  |  | Greenville Downtown AP | 0.42 | Mitchell (AWOS) | 0.65 | Knoxville McGhee Tyson AP | 0.43 | Brownsville S. Padre Isl Intl | 0.48 | Moab/Canyonlands | 0.54 |  |  | Farmville | 0.4 | Gray AAF | 0.52 | Huntington Tri-State AP | 0.44 | LaCrosse Muni AP | 0.57 | Jackson Hole | 0.71 | Medecine Hat | 0.7 | Port Hardy | 0.65 | [6 empty] | Ottawa | 0.59 | La Grande Riviere | 0.83
Aniak AP | 0.73 | Kingman (AMOS) | 0.57 | Harrison FAA AP | 0.46 | Blythe Riverside Co AP | 0.48 | Cortez/Montezuma Co | 0.58 | Oxford (AWOS) | 0.5 |  |  | Homestead AFB | 0.33 | Brunswick Malcolm McKinnon AP | 0.4 | Kono Intl At Keahol | 0.36 | Joslin Fld Magic Va | 0.65 | Chicago/Waukegan | 0.59 | Lafayette Purdue Univ. AP | 0.53 | Chariton | 0.53 | Goodland Renner Field | 0.73 | Lexington Bluegrass AP | 0.48 | Lake Charles Regional AP | 0.42 | Houlton Intl AP | 0.61 |  |  | Nantucket Memorial AP | 0.61 | Detroit City AP | 0.56 | Benson Muni | 0.62 | Jackson Intl AP | 0.42 | Kaiser Mem (AWOS) | 0.45 | Great Falls Intl AP | 0.71 | Chadron Muni AP | 0.68 | Nellis AFB | 0.54 | Mount Washington | 1.56 | Newark Intl AP | 0.54 | Farmington Four Corners Rgl | 0.58 | glens Falls AP | 0.51 | Fayetteville Pope AFB | 0.43 | Jamestown Muni AP | 0.69 | Dayton Wright Patterson AFB | 0.51 | Lawton Muni | 0.53 | Klamath Falls Intl AP | 0.61 | Franklin | 0.54 |  |  |  |  | Greer Greenv'l-Spartanbrg AP | 0.43 | Mobridge | 0.71 | Memphis Intl AP | 0.46 | Camp Mabry | 0.44 | Ogden Hill AFB | 0.62 |  |  | Franklin NAAS | 0.41 | Hanford | 0.61 | Lewisburg/Greenbrie | 0.52 | Lone Rock Faa AP | 0.53 | Lander Hunt Field | 0.6 |  |  | Prince George | 0.64 | [6 empty] | Sault Ste Marie | 0.67 | Lake Eon | 0.82
Annette Island AP | 0.66 | Luke AFB | 0.47 | Jonesboro Muni | 0.47 | Burbank-Glendale-Passadena AP | 0.39 | Craig-Moffat | 0.64 |  |  |  |  | Jacksonville Intl AP | 0.38 | Columbus Metropolitan AP | 0.39 | Lanai | 0.47 | Lewiston Nez Perce Cnty AP | 0.51 | Decatur | 0.56 | Monroe Co | 0.47 | Charles City | 0.56 | Great Bend (AWOS) | 0.65 | London-Corbin AP | 0.42 | Lake Charles Wb AP | 0.42 | Millinocket Muni AP | 0.52 |  |  | New Bedford Regional | 0.54 | Detroit Metropolitan AP | 0.6 | Brainerd/Wieland | 0.57 | Keesler AFB | 0.38 | Kansas City Downtown AP | 0.51 | Havre City-County AP | 0.7 | Columbus Muni | 0.58 | Reno Tahoe Intl AP | 0.57 | Pease Intl Tradepor | 0.55 | Teterboro AP | 0.5 | Gallup Sen Clarke Fld | 0.58 | Islip Long Isl MacArthur AP | 0.53 | Fayetteville Rgnl G | 0.44 | Minot AFB | 0.72 | Findlay AP | 0.53 | McAlester Muni AP | 0.45 | La Grande Muni AP | 0.61 | Harrisburg Capital City AP | 0.48 |  |  |  |  | Myrtle Beach AFB | 0.47 | Pierre Muni AP | 0.68 | Nashville Intl AP | 0.44 | Childress Muni AP | 0.57 | Ogden Hinkley AP | 0.55 |  |  | Hillsville | 0.48 | Hoquiam AP | 0.61 | Martinsburg Eastern Wv Reg AP | 0.44 | Madison Dane Co. Reg AP | 0.61 | Laramie Gen Brees Field | 0.76 |  |  | Prince Rupert | 0.7 | [6 empty] | Simcoe | 0.61 | Mont Joli | 0.77
Anvik | 0.71 | Page Muni (AMOS) | 0.45 | Little Rock Adams Field | 0.44 | Camarillo (AWOS) | 0.43 | Denver Intl AP | 0.59 |  |  |  |  | Jacksonville NAS | 0.41 | Dekalb Peachtree | 0.39 | Lihue AP | 0.51 | Malad City | 0.6 | Marion Regional | 0.47 | South Bend Michiana Rgnl AP | 0.57 | Clarinda | 0.49 | Hays Muni (AWOS) | 0.65 | Louisville Bowman Field | 0.41 | Monroe Regional AP | 0.4 | Northern Aroostook | 0.65 |  |  | North Adams | 0.52 | Detroit Willow Run AP | 0.57 | Cambridge Muni | 0.54 | McComb Pike County AP | 0.36 | Kansas City Intl AP | 0.6 | Helena Regional AP | 0.63 | Falls City/Brenner | 0.55 | Tonopah AP | 0.61 |  |  | Trenton Mercer County AP | 0.48 | Hollman AFB | 0.53 | Jamestown (AWOS) | 0.57 | Fort Bragg Simmons AAF | 0.38 | Minot Faa AP | 0.73 | Mansfield Lahm Muni AP | 0.61 | Oklahoma City Tinker AFB | 0.56 | Lakeview (AWOS) | 0.64 | Johnstown Cambria Co AP | 0.54 |  |  |  |  | North Myrtle Beach Grand | 0.43 | Rapid City Rgnl AP | 0.72 |  |  | College Station Easterwood | 0.4 | Provo Muni | 0.56 |  |  | Hot Springs/Ingalls | 0.62 | Kelso Wb AP | 0.52 | Morgantown Hart Field | 0.43 | Manitowac Muni | 0.6 | Rawlins Muni AP | 0.76 |  |  | Sandspit | 0.75 | [6 empty] | Thunder Bay | 0.69 | Montreal Intl AP | 0.6
Barrow W. Post Rogers AP | 1.14 | Phoenix Sky Harbor AP | 0.43 | Little Rock AFB | 0.4 | Camp Pendleton MCAS | 0.4 | Denver/Centennial | 0.61 |  |  |  |  | Jacksonville/Craig | 0.39 | Fort Benning Lawson | 0.35 | Molokai (AMOS) | 0.45 | Mountain Home AFB | 0.63 | Moline Quad City Intl AP | 0.58 | Terre Haute Hulman Rgional AP | 0.5 | Clinton Muni (AWOS) | 0.57 | Hill City Municipal AP | 0.61 | Louisville Standiford Field | 0.47 | New Iberia NAAS | 0.41 | Portland Intl Jetport | 0.6 |  |  | Norwood Memorial | 0.52 | Escanaba (AWOS) | 0.64 | Cloquet (AWOS) | 0.61 | Meridian Key Field | 0.41 | Kirksville Reginoal AP | 0.53 | Kalispell Glacier Pk Intl AP | 0.62 | Fremont Muni AP | 0.56 | Winnemucca Muni AP | 0.61 |  |  |  |  | Las Cruces Intl | 0.49 | Massena AP | 0.59 | Goldsboro Seymour Johnson AFB | 0.44 | Williston Sloulin Intl AP | 0.68 | Ohio State Univ | 0.5 | Oklahoma City Will Rogers Wor | 0.58 | Medford Rogue Valley Intl AP | 0.5 | Lancaster | 0.5 |  |  |  |  | Sumter Shaw AFB | 0.43 | Sioux Falls Foss Field | 0.67 |  |  | Corpus Christ NAS | 0.52 | Saint George (AWOS) | 0.49 |  |  | Langley AFB | 0.49 | Moses Lake Grant Co AP | 0.55 | Parkersburg Wood Cnty AP | 0.44 | Marshfield Muni | 0.58 | Riverton Muni AP | 0.64 |  |  | Smithers | 0.64 | [6 empty] | Timmins | 0.69 | Montreal Jean Brebeuf | 0.56
Bethel AP | 0.89 | Prescott Love Field | 0.51 | Memorial Field | 0.42 | Carlsbad/Palomar | 0.38 | Durango/La Plata Co | 0.58 |  |  |  |  | Key West Intl AP | 0.49 | Fulton Co AP Brow | 0.37 |  |  | Pocatello Regional AP | 0.68 | Mount Vernon (AWOS) | 0.44 |  |  | Council Bluffs | 0.51 | Hutchinson Municipal AP | 0.56 | Paducah Barkley Reg AP | 0.46 | New Orleans Alvin Callender F | 0.35 | Presque Isle Muni | 0.66 |  |  | Otis ANGBb | 0.6 | Flint Bishop Intl AP | 0.6 | Crane Lake (AWOS) | 0.57 | Meridian NAAS | 0.34 | Poplar Bluff (AMOS) | 0.43 | Lewiston Muni AP | 0.67 | Grand Island Central Ne Reg | 0.66 | [6 empty] | Las Vegas Muni AP | 0.66 | Monticello (AWOS) | 0.51 | Greensboro Piedmont Triad Intl | 0.43 |  |  | Toledo Express AP | 0.55 | Oklahoma City/Wiley | 0.61 | North Bend Muni AP | 0.61 | Middletown Harrisburg Intl AP | 0.55 | [6 empty] | Watertown Muni Ap | 0.69 |  |  | Corpus Christi Intl AP | 0.53 | Salt Lake City Intl AP | 0.61 |  |  | Leesburg/Godfrey | 0.44 | Olympia AP | 0.54 | Wheeling Ohio Cnty AP | 0.48 | Milwaukee Mitchell Intl AP | 0.65 | Rock Springs AP | 0.7 |  |  | Summerland | 0.57 | [6 empty] | Toronto | 0.58 | Montreal Mirabel | 0.57
Bettles Field | 0.76 | Scottsdale Muni AP | 0.41 | Pine Bluff FAA AP | 0.44 | China Lake Naf | 0.52 | Eagle County AP | 0.63 |  |  |  |  | Key West NAS | 0.41 | Hunter AAF | 0.4 |  |  | Salmon/Lemhi (AWOS) | 0.58 | Peoria Greater Peoria AP | 0.55 |  |  | Creston | 0.57 | Liberal Muni | 0.67 | Somerset (AWOS) | 0.38 | New Orleans Intl AP | 0.41 | Rockland/Knox (AWOS) | 0.57 |  |  | Plymouth Muni | 0.53 | Grand Rapids Kent Count Intl | 0.6 | Crookston Muni Fld | 0.67 | Natchez/Hardy (AWOS) | 0.36 | Springfield Regional AP | 0.53 | Livingston Mission Field | 0.78 | Hastings Muni | 0.61 | [6 empty] | Roswell Industrial Air Park | 0.53 | New York Central Prk Obs Belv | 0.61 | Hickory Rgnl AP | 0.4 |  |  | Youngstown Reg AP | 0.56 | Ponca City Muni AP | 0.56 | Pendleton E Or Rgnl AP | 0.56 | Philadelphia Intl AP | 0.53 | [10 empty] | Cotulla Faa AP | 0.44 | Vernal | 0.55 |  |  | Lynchburg Rgnl AP | 0.44 | Pasco | 0.54 |  |  | Minocqua/Woodruff | 0.59 | Sheridan Co AP | 0.61 |  |  | Vancouver | 0.57 | [6 empty] | Trenton | 0.61 | Nitchequon | 0.87
Big Delta Allen AAF | 0.73 | Show Low Muni | 0.59 | Rogers (AWOS) | 0.48 | Chino AP | 0.45 | Fort Collins (AWOS) | 0.59 |  |  |  |  | Lakeland Linder Rgn | 0.34 | Macon Middle GA Regional AP | 0.41 |  |  | Soda Springs/Tigert | 0.7 | Quincy Muni Baldwin FLD | 0.51 |  |  | Decorah | 0.46 | Manhattan Rgnl | 0.53 |  |  | New Orleans Lakefront AP | 0.47 | Sanford Muni (AWOS) | 0.57 |  |  | Provincetown (AWOS) | 0.59 | Hancock Houghton Co AP | 0.67 | Detroit Lakes (AWOS) | 0.63 | Tupelo CD Lemons AP | 0.43 | St. Joseph Rosecrans Mem | 0.56 | Miles City Muni AP | 0.67 | Imperial Faa AP | 0.62 | [6 empty] | Santa Fe Co Muni AP | 0.6 | New York JFK Intl AP | 0.57 | Jacksonville (AWOS) | 0.43 |  |  | Zanesville Muni AP | 0.48 | Stillwater Rgnl | 0.55 | Portland Intl AP | 0.52 | Philadelphia Ne | 0.49 | [10 empty] | Cox Fld | 0.48 | Wendover USAF Aux | 0.56 |  |  | Manassas Muni (AWOS) | 0.46 | Pullman/Moscow Rgnl | 0.59 |  |  | Mosinee/Central Wi | 0.58 | Worland Muni | 0.57 |  |  | Victoria | 0.57 | [6 empty] | Windsor | 0.57 | Quebec | 0.62
Big River Lake | 0.7 | Stafford (AMOS) | 0.48 | Siloam Spring (AWOS) | 0.48 | Chula Vista Brown Field NAAS | 0.4 | Grand Junction Walker Field | 0.57 |  |  |  |  | MacDill AFB | 0.38 | Marrietta Dobbins AFB | 0.4 |  |  |  |  | Rockford Greater Rockford AP | 0.58 |  |  | Denison | 0.56 | McConnell AFB | 0.61 |  |  | Patterson Memorial | 0.37 | Waterville (AWOS) | 0.55 |  |  | Westfield Barnes Muni AP | 0.5 | Houghton Lake Roscommon Co AP | 0.59 | Duluth Intl AP | 0.7 |  |  | St. Louis Lambert Intl AP | 0.54 | Missoula Intl AP | 0.61 | Kearney Muni (AWOS) | 0.65 | [6 empty] | Sierra Blanca Rgnl | 0.52 | New York Laguardia AP | 0.58 | Kinston Stallings AFB | 0.44 |  |  |  |  | Tulsa Intl AP | 0.54 | Portland/Hillboro | 0.5 | Pittsburgh Allegheny Co AP | 0.51 | [10 empty] | Dalhart Muni AP | 0.67 |  |  |  |  | Marion/Wytheville | 0.45 | Quillayute State AP | 0.56 |  |  | Phillips/Price Co. | 0.55 | [14 empty] | Riviere Du Loup | 0.69
Birchwood | 0.63 | Tuscon Intl AP | 0.48 | Springdale Muni | 0.49 | Concord Concord-Buchanan Fld | 0.53 | Greeley/Weld (AWOS) | 0.6 |  |  |  |  | Marathon AP | 0.39 | Moody AFB/Valdosta | 0.36 |  |  |  |  | Southern Illinois | 0.44 |  |  | Des Moines Intl AP | 0.58 | Newton (AWOS) | 0.6 |  |  | Shreveport Downtown | 0.41 | Wiscasset | 0.5 |  |  | Worcester Regional AP | 0.59 | Howell | 0.5 | Ely Muni | 0.58 |  |  | St. Louis Spirit of St. Louis AP | 0.48 | Sidney-Richland | 0.66 | Lincoln Muni AP | 0.6 | [6 empty] | Taos Muni AP (AWOS) | 0.63 | Niagra Falls Af | 0.6 | New Bern Craven Co Rgl AP | 0.41 |  |  |  |  | Vance AFB | 0.61 | Portland/Troutdale | 0.51 | Pittsburgh Intl AP | 0.53 | [10 empty] | Dallas Love Field | 0.53 |  |  |  |  | Martinsville | 0.4 | Renton Muni | 0.51 |  |  | Rhinelander Oneida | 0.58 | [14 empty] | Roberval | 0.73
Chulitna | 0.73 | Winslow Muni AP | 0.55 | Stuttgart (AWOS) | 0.45 | Crescent City Faa Ai | 0.6 | Gunnison Co. (AWOS) | 0.66 |  |  |  |  | Mayport Ns | 0.41 | Rome R B Russell AP | 0.38 |  |  |  |  | Springfield Capital AP | 0.57 |  |  | Dubuque Regional AP | 0.59 | Olathe Johnson Co Industrial | 0.57 |  |  | Shreveport Refional AP | 0.44 | [6 empty] | Iron Mountain/Ford | 0.56 | Eveleth Muni (AWOS) | 0.63 |  |  | Vichy Rolla Natl AP | 0.52 | Wolf Point Intl | 0.66 | McCook Muni | 0.61 | [6 empty] | Truth or Consequences Muni AP | 0.51 | Poughkeepsie Dutchess Co AP | 0.49 | New River MCAF | 0.43 | [6 empty] | Redmond Roberts Field | 0.62 | Reading Spaatz Field | 0.46 | [10 empty] | Dallas/Addison AP | 0.53 |  |  |  |  | Melfa/Accomack AP | 0.45 | Seattle Boeing Fld | 0.49 |  |  | Rice Lake Muni | 0.55 | [14 empty] | Schefferville | 0.9
Cold Bay AP | 0.99 | Yuma Intl AP | 0.43 | Texarkana Webb Field | 0.42 | Daggett Barstow-Daggett AP | 0.58 | Hayden/Yampa (AWOS) | 0.66 |  |  |  |  | Melbourne Regional AP | 0.38 | Savannah Intl AP | 0.4 |  |  |  |  | Sterling Rockfalls | 0.51 |  |  | Estherville Muni | 0.66 | Olathe/Johnson Co | 0.52 | [10 empty] | Ironwood (AWOS) | 0.62 | Fairmont Muni (AWOS) | 0.66 |  |  | Whiteman AFB | 0.53 |  |  | Norfolk Karl Stefan Mem AP | 0.66 | [6 empty] | Tucumcari Faa AP | 0.58 | Republic | 0.53 | Pitt Greenville AP | 0.4 | [6 empty] | Roseburg Rgnl AP | 0.47 | State College | 0.49 | [10 empty] | Dallas/Redbird AP | 0.5 |  |  |  |  | Newport News | 0.51 | Seattle Seattle-Tacoma Intl | 0.56 |  |  | Sturgeon Bay | 0.61 | [14 empty] | Sept-Iles | 0.76
Cordova | 0.68 | Yuma MCAS | 0.44 | Walnut Ridge (AWOS) | 0.45 | Edwards AFB | 0.59 | La Junta Municipal AP | 0.63 |  |  |  |  | Miami Intl AP | 0.41 | Valdosta Wb AP | 0.36 |  |  |  |  | Univ of Illinois Wi | 0.57 |  |  | Fair Field | 0.56 | Russell Municipal AP | 0.68 | [10 empty] | Jackson Reynolds Field | 0.54 | Faribault Muni AWOS | 0.57 | [6 empty] | North Platte Reg AP | 0.66 | [8 empty] | Rochester Greater Rochester | 0.57 | Raleigh Durham Intl | 0.43 | [6 empty] | Salem McNary Field | 0.55 | Washington (AWOS) | 0.47 | [10 empty] | Dallas-Fort Worth Intl AP | 0.53 |  |  |  |  | Norfolk Intl AP | 0.55 | Snohomish Co | 0.54 |  |  | Watertown | 0.52 | [14 empty] | Sherbrooke | 0.61
Deadhorse | 1.05 |  |  |  |  | Fresno Yosemite Intl AP | 0.45 | Lamar Municipal | 0.62 |  |  |  |  | Miami/Kendall- Tamia | 0.37 | Warner Robbins AFB | 0.39 |  |  |  |  | W. Chicago/Du Page | 0.58 |  |  | Fort Dodge (AWOS) | 0.55 | Salina Municipal AP | 0.61 | [10 empty] | Kalamazoo Battle Creek | 0.53 | Fergus Falls (AWOS) | 0.64 | [6 empty] | Omaha Eppley Airfield | 0.58 | [8 empty] | Stewart Field | 0.56 | Rocky Mount Wilson | 0.42 | [6 empty] | Sexton Summit | 0.59 | Wilks-Barre Scranton Intl AP | 0.53 | [10 empty] | Del Rio | 0.46 |  |  |  |  | Norfolk NAS | 0.49 | Spokane Intl AP | 0.64 |  |  | Wausau Muni AP | 0.58 | [14 empty] | St. Hubert | 0.66
Dillingham (AMOS) | 0.76 |  |  |  |  | Fullerton Municipal | 0.34 | Leadville/Lake Co. | 0.74 |  |  |  |  | Miami/Opa Locka | 0.38 | [10 empty] | Fort Madison | 0.47 | Topeka Forbes Field | 0.54 | [10 empty] | Lansing Capital City AP | 0.63 | Flying Cloud | 0.58 | [6 empty] | Omaha Wsfo | 0.55 | [8 empty] | Syracuse Hancock Intl AP | 0.55 | Southern Pines AWOS | 0.41 | [8 empty] | Williamsport Rgnl AP | 0.49 | [10 empty] | Del Rio Laughlin AFB | 0.46 |  |  |  |  | Oceana NAS | 0.49 | Stampede Pass | 0.66 |  |  | Wittman Rgnl | 0.59 | [14 empty] | Ste Agathe des Monts | 0.61
Dutch Harbor | 0.81 |  |  |  |  | Hayward Air Term | 0.47 | Limon | 0.66 |  |  |  |  | Naples Municipal | 0.35 | [10 empty] | Keokuk Muni | 0.48 | Topeka Municipal AP | 0.55 | [10 empty] | Manistee (AWOS) | 0.53 | Fosston (AWOS) | 0.61 | [6 empty] | O'Neill/Baker Field | 0.68 | [8 empty] | Utica Oneida CO AP | 0.53 | Wilmington Intl AP | 0.43 | [8 empty] | Willow Grove NAS | 0.44 | [10 empty] | Draughon Miller Cen | 0.5 |  |  |  |  | Pulaski | 0.43 | Tacoma McChord AFB | 0.54 | [18 empty] | Val d Or | 0.71
Emmonak | 0.83 |  |  |  |  | Imperial | 0.46 | Montrose Co AP | 0.56 |  |  |  |  | NASA Shuttle Fclty | 0.35 | [10 empty] | Knoxville | 0.5 | Wichita Mid-Continent AP | 0.62 | [10 empty] | Menominee (AWOS) | 0.57 | Glenwood (ASOS) | 0.62 | [6 empty] | Ord/Sharp Field | 0.61 | [8 empty] | Watertown AP | 0.57 | Winston-Salem Reynolds AP | 0.39 | [20 empty] | El Paso Intl AP | 0.48 |  |  |  |  | Quantico MCAS | 0.45 | Tacoma Narrows | 0.53
Fairbanks Internl AP | 0.7 |  |  |  |  | Jack Northrop Fld H | 0.38 | Pueblo Memorial AP | 0.61 |  |  |  |  | Ocala Muni (AWOS) | 0.32 | [10 empty] | Le Mars | 0.53 | Wichita/Col. Jabara | 0.58 | [10 empty] | Mount Clemens Selfridge Fld | 0.55 | Gran Rapids (AWOS) | 0.6 | [6 empty] | Scottsbluff W.B. Heilig Field | 0.66 | [8 empty] | Westhampton Gabreski AP | 0.54 | [22 empty] | Fort Hood | 0.46 |  |  |  |  | Richmond Intl AP | 0.48 | The Dalles Muni AP | 0.61
Fairbanks/Eielson AP | 0.68 |  |  |  |  | Lancaster Gen Wm Fox Field | 0.62 | Rifle/Garfield Rgnl | 0.56 |  |  |  |  | Orlando Executive AP | 0.38 | [10 empty] | Mason City Municipal AP | 0.65 | [12 empty] | Muskegon County AP | 0.61 | Hallock | 0.68 | [6 empty] | Sidney Muni AP | 0.69 | [8 empty] | White Plains Westchester Co AP | 0.51 | [22 empty] | Fort Worth Alliance | 0.49 |  |  |  |  | Roanoke Rgnl AP | 0.46 | Toledo-Winlock Mem | 0.52
Fort Yukon | 0.74 |  |  |  |  | Lemoore Reeves NAS | 0.5 | Trinidad Las Animas County AP | 0.61 |  |  |  |  | Orlando Intl AP | 0.39 | [10 empty] | Monticello Muni | 0.52 | [12 empty] | Oakland Co Intl | 0.57 | Hibbing Chisholm-Hibbing AP | 0.64 | [6 empty] | Tekamah (ASOS) | 0.59 | [32 empty] | Fort Worth Meacham | 0.52 |  |  |  |  | Shannon AP | 0.43 | Walla Walla City Co AP | 0.56
Gambell | 1.14 |  |  |  |  | Livermore Municipal | 0.53 | [6 empty] | Orlando Sanford AP | 0.38 | [10 empty] | Muscatine | 0.49 | [12 empty] | Oscoda Wurtsmith AFB | 0.6 | Hutchinson (AWOS) | 0.6 | [6 empty] | Valentine Miller Field | 0.64 | [32 empty] | Fort Worth NAS | 0.49 |  |  |  |  | Staunton/Shenandoah | 0.43 | Wenatchee/Pangborn | 0.57
Gulkana Intermediate Field | 0.78 |  |  |  |  | Lompoc (AWOS) | 0.55 | [6 empty] | Panama City Bay Co | 0.39 | [10 empty] | Newton Muni | 0.55 | [12 empty] | Pellston Emmet County AP | 0.59 | International Falls Intl AP | 0.65 | [40 empty] | Galveston/Scholes | 0.53 |  |  |  |  | Virginia Tech AP | 0.43 | Whidbey Island NAS | 0.61
Gustavus | 0.67 |  |  |  |  | Long Beach Daugherty Fld | 0.38 | [6 empty] | Pensacola Forest Sherman NAS | 0.42 | [10 empty] | Oelwen | 0.57 | [12 empty] | Saginaw Tri-City Intl AP | 0.59 | Litchfield Muni | 0.53 | [40 empty] | Georgetown (AWOS) | 0.45 |  |  |  |  | Washington DC Dulles AP | 0.47 | William R Fairchild | 0.57
Hayes River | 0.66 |  |  |  |  | Los Angeles Intl AP | 0.42 | [6 empty] | Pensacola Regional AP | 0.41 | [10 empty] | Orange City | 0.58 | [12 empty] | Sault Ste. Marie Sanderson Fie | 0.65 | Little Falls (AWOS) | 0.58 | [40 empty] | Greenville/Majors | 0.44 |  |  |  |  | Washington DC Reagan AP | 0.51 | Yakima Air Terminal | 0.57
Healy River AP | 0.72 |  |  |  |  | March AFB | 0.43 | [6 empty] | Sarasota Bradenton | 0.38 | [10 empty] | Ottumwa Industrial AP | 0.6 | [12 empty] | St. Clair County Intl | 0.51 | Mankato (AWOS) | 0.61 | [40 empty] | Harlingen Rio Grande Valley I | 0.49 |  |  |  |  | Winchester Rgnl | 0.45
Homer AP | 0.73 |  |  |  |  | Merced/Macready Fld | 0.46 | [6 empty] | Southwest Florida I | 0.37 | [10 empty] | Red Oak | 0.55 | [12 empty] | Traverse City Cherry Capital | 0.61 | Marshall/Ryan (AWOS) | 0.66 | [40 empty] | Hondo Muni AP | 0.43 |  |  |  |  | Wise/Lonesome Pine | 0.43
Hoonah | 0.65 |  |  |  |  | Modesto City-County AP | 0.47 | [6 empty] | St. Lucie Co Intl | 0.35 | [10 empty] | Sheldon | 0.59 | [14 empty] | Minneapolis/Crystal | 0.58 | [40 empty] | Houston Bush Intcont. | 0.42
Hooper Bay | 1 |  |  |  |  | Montague Siskiyou County AP | 0.55 | [6 empty] | St. Petersburg Albert Whitted | 0.42 | [10 empty] | Shenandoah Muni | 0.52 | [14 empty] | Minneapolis-St Paul Intl AP | 0.63 | [40 empty] | Houston Ellington AFB | 0.4
Huslia | 0.76 |  |  |  |  | Monterey Naf | 0.49 | [6 empty] | St. Petersburg Clear | 0.43 | [10 empty] | Sioux City Sioux Gateway | 0.65 | [14 empty] | Mora Muni (AWOS) | 0.54 | [40 empty] | Houston William P Hobby AP | 0.41
Hydaburg Seaplane | 0.71 |  |  |  |  | Mountain View Moffett Fld NAS | 0.45 | [6 empty] | Tallahassee Refional AP | 0.37 | [10 empty] | Storm Lake | 0.6 | [14 empty] | Morris Muni (AWOS) | 0.66 | [40 empty] | Houston/D.W. Hooks | 0.38
Iliamna AP | 0.78 |  |  |  |  | Napa Co. AP | 0.55 | [6 empty] | Tampa Intl AP | 0.37 | [10 empty] | Washington | 0.54 | [14 empty] | New Ulm Muni (AWOS) | 0.61 | [40 empty] | Killeen Muni (AWOS) | 0.47
Juneau Int'l AP | 0.69 |  |  |  |  | Needles AP | 0.51 | [6 empty] | Tyndall AFB | 0.41 | [10 empty] | Waterloo Municipal AP | 0.62 | [14 empty] | Orr | 0.61 | [40 empty] | Kingsville | 0.44
Kake Seaplane Base | 0.66 |  |  |  |  | Oakland Metropolitan AP | 0.54 | [6 empty] | Valparaiso Elgin AFB | 0.42 | [10 empty] | Webster City | 0.58 | [14 empty] | Owatonna (AWOS) | 0.59 | [40 empty] | Laredo Intl AP | 0.55
Kenai Municipal AP | 0.75 |  |  |  |  | Oxnard AP | 0.45 | [6 empty] | Valparaiso Hurlburt | 0.42 | [26 empty] | Park Rapids Muni AP | 0.65 | [40 empty] | Longview Greeg County AP | 0.43
Ketchikan Int'l AP | 0.68 |  |  |  |  | Palm Springs Intl | 0.45 | [6 empty] | Vero Beach Municipal AP | 0.38 | [26 empty] | Pipestone (AWOS) | 0.63 | [40 empty] | Lubbock Intl AP | 0.58
King Salmon AP | 0.82 |  |  |  |  | Palm Springs Thermal AP | 0.46 | [6 empty] | West Palm Beach Intl AP | 0.41 | [26 empty] | Red Wing | 0.55 | [40 empty] | Lufkin Angelina Co | 0.41
Kodiak AP | 0.75 |  |  |  |  | Palmdale AP | 0.57 | [6 empty] | Whiting Field NAAS | 0.39 | [26 empty] | Redwood Falls Muni | 0.64 | [40 empty] | Marfa AP | 0.55
Kotzebue Ralph Wein Mem. | 0.98 |  |  |  |  | Paso Robles Municipal AP | 0.53 | [34 empty] | Rochester Intnl AP | 0.7 | [40 empty] | McAllen Miller Intl AP | 0.49
Lake Hood Seaplane | 0.66 |  |  |  |  | Point Mugu Nf | 0.45 | [34 empty] | Roseau Muni (AWOS) | 0.65 | [40 empty] | McGregor (AWOS) | 0.48
McGrath AP | 0.73 |  |  |  |  | Portville (AWOS) | 0.42 | [34 empty] | Silver Bay | 0.62 | [40 empty] | Midland Intl AP | 0.6
Mekoryuk | 0.99 |  |  |  |  | Red Bluff Municipal AP | 0.5 | [34 empty] | South St. Paul Muni | 0.51 | [40 empty] | Mineral Wells Muni AP | 0.48
Middleton Island Aut | 0.8 |  |  |  |  | Redding Municipal AP | 0.47 | [34 empty] | St. Cloud Refional AP | 0.59 | [40 empty] | Nacodoches (AWOS) | 0.37
Minchumina | 0.65 |  |  |  |  | Riverside Muni | 0.42 | [34 empty] | St. Paul Downtown AP | 0.57 | [40 empty] | Palacios Muni AP | 0.48
Nenana Municipal AP | 0.7 |  |  |  |  | Sacramento Executive AP | 0.51 | [34 empty] | Thief River (AWOS) | 0.66 | [40 empty] | Port Arthur Jefferson Cnty | 0.44
Nome Municipal AP | 0.88 |  |  |  |  | Sacramento Metropolitan AP | 0.51 | [34 empty] | Two Harbors | 0.6 | [40 empty] | Randolph AFB | 0.43
Northway AP | 0.73 |  |  |  |  | Salinas Municipal AP | 0.54 | [34 empty] | Wheaton Ndb (AWOS) | 0.66 | [40 empty] | Robert Gray AAF | 0.49
Palmer Municipal | 0.67 |  |  |  |  | San Diego Lindbergh Field | 0.38 | [34 empty] | Willmar | 0.59 | [40 empty] | Rockport/Aransas Co | 0.45
Petersburg | 0.64 |  |  |  |  | San Diego Miramar NAS | 0.39 | [34 empty] | Winona Muni (AWOS) | 0.51 | [40 empty] | San Angelo Mathis Field | 0.52
Point Hope (AWOS) | 1.11 |  |  |  |  | San Diego North Island NAS | 0.39 | [34 empty] | Worthington (AWOS) | 0.67 | [40 empty] | San Antonio Intl AP | 0.45
Port Heiden | 0.9 |  |  |  |  | San Diego/Montgomer | 0.39 | [76 empty] | San Antonio Kelly Field AFB | 0.45
Saint Mary's (AWOS) | 0.89 |  |  |  |  | San Francisco Intl AP | 0.6 | [76 empty] | San Antonio/Stinson | 0.4
Sand Point | 0.8 |  |  |  |  | San Jose Intl AP | 0.48 | [76 empty] | Tyler/Pounds Fld | 0.45
Savoonga | 0.98 |  |  |  |  | San Luis Co Rgnl | 0.51 | [76 empty] | Victoria Rgnl AP | 0.47
Selawik | 0.88 |  |  |  |  | Sandberg | 0.68 | [76 empty] | Waco Rgnl AP | 0.53
Seward | 0.75 |  |  |  |  | Santa Ana John Wayne AP | 0.36 | [76 empty] | Wichita Fall Muni AP | 0.59
Shemya AFB | 1.02 |  |  |  |  | Santa Barbara Municipal AP | 0.44 | [76 empty] | Wink Winkler County AP | 0.54
Shishmaref (AWOS) | 1.01 |  |  |  |  | Santa Maria Public AP | 0.52
Sitka Japonski AP | 0.68 |  |  |  |  | Santa Monica Muni | 0.39
Skagway AP | 0.76 |  |  |  |  | Santa Rosa (AWOS) | 0.49
Sleetmute | 0.66 |  |  |  |  | South Lake Tahoe | 0.64
Soldotna | 0.67 |  |  |  |  | Stockton Metropolitan AP | 0.5
St. Paul Island AP | 0.98 |  |  |  |  | Travis Field AFB | 0.67
Talkeetna State AP | 0.68 |  |  |  |  | Truckee-Tahoe | 0.66
Tanana Ralph M Calhoun AP | 0.75 |  |  |  |  | Twentynine Palms | 0.5
Togiac Village (AWOS) | 0.82 |  |  |  |  | Ukiah Municipal AP | 0.47
Unalakeet Field | 0.91 |  |  |  |  | Van Nuys AP | 0.39
Valdez Pioneer Field | 0.67 |  |  |  |  | Visalia Muni (AWOS) | 0.43
Valdez WSO | 0.7 |  |  |  |  | Yuba Co | 0.5
Whittier | 0.75
Wrangell | 0.63
Yakutat State AP | 0.69

## Report
Project Name:
Project Address:
Project City:
Project State: | NewJersey
Project Zip:
Floor area: | 0 | Square feet
# of Bedrooms: | 0
Combustion CFM Threshold: | 0 | cfm
If the sum of highest flow rate of the two largest fans exceeds this number, make-up air
must be supplied to any atmospherically vented appliance.
Whole Building Ventilation Type:
| Continuous | Intermittent
Control (check):
Closest Weather Station: | 0
Target CFM50 (0.35 ACH) | #N/A
Blower Door (CFM50): | Start | Finish
| 0 | 0
ACH50 | No CFM50 | No CFM50
ACHn | No CFM50 | No CFM50
Whole Building CFM Required
New | #N/A | #N/A
Existing | #N/A | #N/A
Measured Flow (enter):
These calculations were made to determine the correct ventilation flow rate based on
the ASHRAE 62.2-2013 Standard. I attest that the results are correct and accurate
to the best of my knowledge and ability.
Signed:
For:
Date: